## Intro
Data from Added value data
Input values
Needs to dobble check
Changes maded - Pedro

## Cockpit
Heat pump - 1 | HP_Values_1 | Uites | Heat pump - 2 | HP_Values_2 | Uites | Electrical boiler | EB_Values |  | Boiler Natural gas | NG_Values |  | Boiler waste | WTE_Values |  | Boiler biomass - straw | Straw_Values |  | Boiler biomass - Træflis | Woodchips_Values |  | Boiler biomass - biooile | biooile_Values |  | CHP - Waste to energy | CHP_Values |  | Solar panel | SP_Values | Uites | PtX electrolyser - MorGen ACE | PtH2_1 |  |  | PtX electrolyser - HØST | PtH2_2 |  | Thermal Storage | TS_Values |  | District heating inputs | DH_Values | Uites | General system inputs | General_Values | Uites | District Cooling inputs | DC_Values | Uites | Solar panel | SP_Values | Uites
COP | 3 | Nan | COP | 0 | Nan | Efficiancy | 99% | % | Efficiancy | 80% | % | Efficiancy | 80% | % | Efficiancy | 80% | % | Efficiancy | 80% | % | Efficiancy | 80% | % | Minimum capacity of power | 0 | MW | Efficiancy | 80% | Nan | Efficiancy to H2 | 52.34% | % | 1 | Efficiancy to H2 | 52.58% | % | Mass | 40000 | Liters | DH return temperature | 40 | Degress C | Emission cost CO2 | 0.70152 | kr/kg | DC Ambiant cooling temperature | 25 | Degress C | Efficiancy | 80% | Nan
Minimum capacity of power | 0 | MW | Minimum capacity of power | 0 | MW | Minimum capacity of power | 0 | MW | Mass flow rate min | 0 | Kg/s | Mass flow rate min | 0 | MJ/s | Mass flow rate min | 0 | kJ/s | Mass flow rate min | 0 | Kg/s | Mass flow rate min | 0 | Kg/s | Maximum capacity of power | 65 | MW | Minimum capacity of power | 0 | MW | Efficiancy to Heat | 27.62% | % | 2 | Efficiancy to Heat | 33.59% | % | Specif heat capacity | 4.185 | kJ/kg*K | DH forward temperature | 90 | Degress C | Emission cost Nox | 12 | kr./kg | Efficiancy of the cooling system | 300% | Corrosponding to a COP or EER | Minimum capacity of power | 0 | MW
Maximum capacity of power | 20.5 | MW | Maximum capacity of power | 0 | MW | Maximum capacity of power | 40 | MW | Mass flow rate max | 1.5095 | Kg/s | Mass flow rate max | 1.3812 | MJ/s | Mass flow rate max | 0.25862 | MJ/s | Mass flow rate max | 8.172 | Kg/s | Mass flow rate max | 2.9551 | Kg/s | Minimum production capacity of power | 35.1% | % of max capacity | Maximum capacity of power | 5 | MW | Minimum capacity of power | 0 | MW | 3 | Minimum capacity of power | 0 | MW | Temperature max | 90 | C | Max flow to DH | 876.145 | kg/s | Emission cost Sox | 13 | kr./kg | Chiller min capacity | 0 |  | Maximum capacity of power | 5 | MW
Base Load | 6.56 | MW | Minimum capacity of power | 0 | MW | Base Load | 0.8 | MW | Minimum capacity of heat | 0 | MW | Minimum capacity of heat | 0 | MW | Minimum capacity of heat | 0 | MW | Minimum capacity of heat | 0 | MW | Minimum capacity of heat | 0 | MW | Minimum capacity of heat | 0 | MW | Cross area | 50 | m^2 | Maximum capacity of power | 1000 | MW | 4 | Maximum capacity of power | 1000 | MW | Temperature min | 40 | C | Max excess hear temp DH | 60 | 60 | Emission cost CO2 Affald | 0.1957 | kr./kg | Chiller Max capacity power | 376.1866 | MW | Cross area | 50 | m^2 | 712.0473
Emissionfactor CO2 | 41 | kg/ MWh | Emissionfactor CO2 | 41 | kg/ MWh | Emissionfactor CO2 | 41 | kg/ MWh | Maximum capacity of heat | 57 | MW | Maximum capacity of heat | 10 | MW | Maximum capacity of heat | 3 | MW | Maximum capacity of heat | 60.8 | MW | Maximum capacity of heat | 100 | MW | Maximum capacity of heat | 87.765 | MW | OPEX variable - should be cost of electricity | 1.4174 | DKK/MWh | Minimum production capacity of power | 10% | % of max capacity | 5 | Minimum production capacity of power | 10% | % of max capacity | Minium thermal capacity | 10% | of Heat capacity | Max flow to DH from PtX | 1051.374 | kg/s | Emission cost NOx Affald | 5.3 | kr./kg | Cooling price | 60 | DKK/MWh | OPEX variable - should be cost of electricity | 1.4174 | DKK/MWh | var 40 før
Emissionfactor NOx | 0.0019 | kg/ MWh | Emissionfactor NOx | 0.0019 | kg/ MWh | Emissionfactor NOx | 0.0019 | kg/ MWh | Minimum production capacity of heat | 9.7 | MW | Minimum production capacity of heat | 0% | % of max capacity | Minimum production capacity of heat | 10% | % of max capacity | Minimum production capacity of heat | 21.3 | MW | Minimum production capacity of heat | 10 | MW | Minimum production capacity of heat | 42 | MW | OPEX fixed | 0.6714 | DKK/MWh/year | Emissionfactor CO2 | 41 | kg/MWh | 6 | Emissionfactor CO2 | 41 | kg/MWh | [6 empty] | Emission cost CO2 Affald |  | kr./kg | Delta temperature to the ambiant | 10 | Degress C | OPEX fixed | 0.6714 | DKK/MWh/year
Emissionfactor SOx | 0.177 | kg/ MWh | Emissionfactor SOx | 0.177 | kg/ MWh | Emissionfactor SOx | 0.177 | kg/ MWh | LHV | 47.2 | MJ/kg | LHV | 9.05 | MJ/kg | LHV | 14.5 | MJ/kg | LHV | 9.3 | MJ/kg | LHV | 42.3 | MJ/kg | CM value | 0.4 |  |  |  |  | Emissionfactor NOx | 0.0019 | kg/ GJ | 7 | Emissionfactor NOx | 0.0019 | kg/ GJ | [6 empty] | Water CP | 0.004185 | MJ/kg*K | Cooling capacity | 276.1866 | MJ/s
Start up cost | 2500 | DKK | Fuel cost | electricity price | DKK/MWh | Start up cost | 150 | DKK | Emissionfactor CO2 | 0.05547 | kg/ MJ | Emissionfactor CO2 | 42.5 | kg/ GJ | Emissionfactor CO2 | 0 | kg/ GJ | Emissionfactor CO2 | 0 | kg/ MJ | Emissionfactor CO2 | 0 | kg/ MJ | Ramping up and down | 30% | % of power production |  |  |  | Emissionfactor SOx | 0.177 | kg/ GJ | 8 | Emissionfactor SOx | 0.177 | kg/ GJ | [9 empty] | OPEX Var | 1 | [DKK/MWh]
OPEX_Variable | 8 | kr/MWh | Start up cost | 2500 | DKK | OPEX_Variable | 4.2 | kr/MWh | Emissionfactor NOx | 3.17e-05 | kg/ MJ | Emissionfactor NOx | 0.079 | kg/ GJ | Emissionfactor NOx | 0.09 | kg/ GJ | Emissionfactor NOx | 9e-05 | kg/ MJ | Emissionfactor NOx | 0.08 | kg/ MJ | LHV | 10.7 | MJ/kg |  |  |  | Max flow | 2199.8139 | kg/s | 9 | Max flow | 2675.1149 | m/s
Fuel cost | electricity price | DKK/MWh | OPEX_Variable | 8 | kr/MWh | Fuel cost | electricity price | DKK/MWh | Emissionfactor SOx | 4e-07 | kg/ MJ | Emissionfactor SOx | 0.0083 | kg/ GJ | Emissionfactor SOx | 0.115 | kg/ GJ | Emissionfactor SOx | 1.1e-05 | kg/ MJ | Emissionfactor SOx | 0.011 | kg/ MJ | Emissionfactor CO2 | 0.0425 | kg/ MJ |  |  |  | min flow | 0 | m/s | 10 | min flow | 0 | m/s
[12 empty] | Emission cost CO2 | 0.70152 | Kr./ton | Emission cost CO2 | 701520 | Kr./kg | [6 empty] | Emissionfactor NOx | 7.9e-05 | kg/ MJ |  |  |  | Fuel cost | electricity price | DKK/MWh | 11 | Fuel cost | electricity price | DKK/MWh
[12 empty] | Emission cost Nox | 12 | kr./kg | Emission cost Nox | 12 | kr./kg | [6 empty] | Emissionfactor SOx | 8.3e-06 | kg/ MJ |  |  |  | Life time left | 10 | years | 12 | Life time left | 10 | years
[12 empty] | Emission cost Sox | 13 | kr./kg | Emission cost Sox | 13 | kr./kg | [6 empty] | Fuel cost | 365 | kr./tons |  |  |  | Present value of the plant | 10000 | DKK | 13 | Present value of the plant | 10000 | DKK | [6 empty] | WTE operation | TRUE
[9 empty] | Fuel cost | 238.24 | kr./GJ | Fuel cost | 484 | kr./ton | Fuel cost | 57.78 | kr./GJ | Fuel cost | 67.91 | kr./GJ | Fuel cost | 95.84 | kr./GJ | OPEX_varable | 76 | kr/MWh |  |  |  | OPEX variable | 0.6714 | DKK/kg | 14 | OPEX | 0.6714 | % of CAPEX | [6 empty] | WTE operation | FALSE
[12 empty] | Life time left | 10 | years | Life time left | 10 | years | [6 empty] | Start up cost | 200000 | DKK |  |  |  | Revenue H2 | 37.3 | Kr/kg | 15 | Revenue H2 | 37.3 | Kr/kg
[12 empty] | Present value of the plant | 10000 | DKK | Present value of the plant | 10000 | DKK | [6 empty] | Efficiancy | 90% | % |  |  |  | Revenue excess heat | 180 | kr/MWh | 16 | Revenue excess heat | 180 | kr/MWh
[9 empty] | OPEX_Variable | 41.7 | kr/MWh | OPEX | 0.05 | % of CAPEX | OPEX | 0.05 | % of CAPEX | OPEX_Variable | 19.3 | kr/MWh | OPEX_Variable | 5 | kr/MWh | Force or not | TRUE |  |  |  |  | Cooling cost | 60 | kr/MWh | 17 | Cooling cost | 50 | kr/MWh
[9 empty] | Start up cost | 2500 | DKK | Start up cost | 100000 | DKK | Start up cost | 100000 | DKK | Start up cost | 100000 | DKK | Start up cost | 1500 | DKK | C_lower value | -0.14314 |  |  |  |  | converting from kg H2 / Electricity consumption | 19.1052 | [stack level, KgH2/MWh - e] | 18 | converting from Electricity consumption / kh H2 | 17.7527 | [stack level, KgH2/MWh - e]
[9 empty] | Ramping up and down | 0.2 | % of production | Ramping up and down | 100% | % of production | Ramping up and down | 20% | % of production | Ramping up and down | 0.2 | % of production | Ramping up and down | 20% | % of production | Service start day | 1 | Day |  |  |  | Start up cost | 7460 | DKK | 19 | Start up cost | 29.84 | DKK
[12 empty] | Force or not | False | [10 empty] | Service end day | 21 | Day |  |  |  | Ramping up and down | 75% | % of production | 20 | Ramping up and down | 100% | % of production
[24 empty] | Service start Month | 6 | Month |  |  |  | Tariffs DSO(A-høj) + TSO | 72.99 | Kr/MWh | 21
[24 empty] | Service end Month | 6 | Month |  |  |  | Excess heat Temperature | 60 | Degress C | 22 | Excess heat Temperature | 60 | Degress C
[6 empty] | Booster Capacity | 20 | MW | Booster Capacity | 20 | MW | [6 empty] | Booster Capacity | 50 | MW |  |  |  | Booster Capacity | 20 | MW |  |  |  | Cooling Temperature | 30 | Degress C | 23 | Cooling Temperature | 30 | Degress C
Note on AP2: [Threaded comment] Your version of Excel allows you to read this threaded comment; however, any edits to it will get removed if the file is opened in a newer version of Excel. Learn more: https://go.microsoft.com/fwlink/?linkid=870924 Comment: Should vary duing the year
Note on AU2: [Threaded comment] Your version of Excel allows you to read this threaded comment; however, any edits to it will get removed if the file is opened in a newer version of Excel. Learn more: https://go.microsoft.com/fwlink/?linkid=870924 Comment: Should vary duing the year
Note on AU3: [Threaded comment] Your version of Excel allows you to read this threaded comment; however, any edits to it will get removed if the file is opened in a newer version of Excel. Learn more: https://go.microsoft.com/fwlink/?linkid=870924 Comment: Should vary during the year
Note on Z9: Buster Hansen: Low ramping down is 28% (found iterativly) therefor we chose 30%
Note on AF15: [Threaded comment] Your version of Excel allows you to read this threaded comment; however, any edits to it will get removed if the file is opened in a newer version of Excel. Learn more: https://go.microsoft.com/fwlink/?linkid=870924 Comment: https://observatory.clean-hydrogen.europa.eu/hydrogen-landscape/production-trade-and-cost/cost-hydrogen-production
Note on AH27: “For the feasibility study, a variation of ±20 % was applied to heating and cooling prices. This range reflects a typical contingency margin used in feasibility assessments, capturing the uncertainty considered realistic in the planning phase. In this way, the sensitivity analysis directly represents the business case risk profile.

## CHP - Calculation
Inputs cells
Calculated cells
Equal to reference cell
We want to findthe Cv value | Cv eqaution
| Cv eqaution |  | When P = to P_max then Q is equal to 0 | Is unknown in this regards, as we want to calculate it to find the cross section between the lines, as we know the Cm value
| P(Q) = Cv * Q + P_max | P_max | Q | Cv
|  | 65 | 0 | -0.36086 | This one should be between -0,5 and -0,3
Cm equation
| Cm equation | We can calcualte this based on the equation | We want to find the cross section when Q is equal to Q_max, as we know Q_maxa
| P(Q) =Q * CM | P | Q_max | Cm
|  | 34.172 | 85.43 | 0.4 | Small equal to 0,4 big to 0,6
|  | X | Y
| So the two equations cross in (x,y) | 85.43 | 34.172
We want to find the cross section between Cm and Cv_small equation | Cv eqaution
| Cv_small eqaution |  | When P = to P_min then Q is equal to 0 | Is unknown in this regards, as we want to calculate it to find the cross section between the lines, as we know the Cm value
| P(Q) = Cv * Q + P | P_min | Q | C_lower_value
|  | 22.812 | 0 | -0.14314 | This one should be between -0,5 and -0,3
Cm equation
| Cm equation | We can calcualte this based on the equation | We want to find the cross section when Q is equal to Q_min - we do that by setting the two equations equal to each other
| P(Q) =Q * CM | P | Q_min | Cm
|  | 16.8 | 42 | 0.4 | Small equal to 0,4 big to 0,6
|  | X | Y
| So the two equations cross in (x,y) | 42 | 16.8

## References (hidden)
Sheet | datatable | Reference | Link
Electricity price 2024 |  | Energinets fremskrivninger | energinets-elpriser-af22-maj-2023 | done
Heat value |  | ENS - Standart forudsætninger | https://syddanskuni-my.sharepoint.com/personal/busterhansen_sdu_dk/Documents/Sector%20coupling/Literature/heat%20value/standardforudsaetninger_24-11-21.pdf | DONE
Emissionsfactor | CO2, NOx, Sox in grid and fuels | SØB | https://syddanskuni-my.sharepoint.com/personal/busterhansen_sdu_dk/Documents/Sector%20coupling/Literature/CO2-emission%20factor/soeb22.pdf | done
| CO2 in fuels | ENS - standart faktor | https://syddanskuni-my.sharepoint.com/personal/busterhansen_sdu_dk/Documents/Sector%20coupling/Literature/CO2-emission%20factor/energistyrelsens_standardfaktorer_for_2021-25-01-2022.pdf
Emission cost | NOx, SOx Cost | SØB | https://syddanskuni-my.sharepoint.com/personal/busterhansen_sdu_dk/Documents/Sector%20coupling/Literature/CO2-emission%20factor/soeb22.pdf | done
| CO2 cost | affald | https://www.pwc.dk/da/afgiftsvejledningen/godtgorelse-satser.html#bilag-6 | DONE
Fuel cost |  | ENS - Analyse fremskrivninger | af23_-_offentligt_datasaet | done
Cockpit | Cost of h2 | Cost of h2 | af23_-_offentligt_datasaet The European hydrogen market landscape November 2024 - chrome-extension://efaidnbmnnnibpcajpcglclefindmkaj/https://observatory.clean-hydrogen.europa.eu/sites/default/files/2024-11/The%20European%20hydrogen%20market%20landscape_November%202024.pdf | done
Cockpit / AEC | kg H2/kWh | ENS teknology kataloget |  | done
EuR to DKK | 7.46
| CO2 cost - kvotepriser | ENS - Analyse fremskrivninger | https://syddanskuni-my.sharepoint.com/personal/busterhansen_sdu_dk/Documents/Sector%20coupling/Literature/dataset/af23_-_offentligt_datasaet.xlsx
Grid loss |  | SØB | https://syddanskuni-my.sharepoint.com/personal/busterhansen_sdu_dk/Documents/Sector%20coupling/Literature/CO2-emission%20factor/soeb22.pdf | lige meget
DNI / GHI | Solar data | NSRDB: National Solar Radiation Database | https://nsrdb.nrel.gov/data-viewer | lige meget
#Emi

## Heat value (hidden)
| MJ/kg |  |  | GJ/ton |  |  | MWh/kg
Brændselstype | Low | avg. | high | Low | avg. | high | Low | avg. | high
Koks | 28.5 | 0 | 0 | 0.0285 | 0 | 0 | 0.00792 | 0
Stenkul | 17.2 | 23.95 | 30.7 | 0.0172 | 0.02395 | 0.0307 | 0.00478 | 4.2674 | 8.53
Brunkulsbriketter | 20 | 0 | 0 | 0.02 | 0 | 0 | 0.00556 | 0
Brunkul med høj brændværdi | 10.5 | 15.75 | 21 | 0.0105 | 0.01575 | 0.021 | 0.00292 | 2.9165 | 5.83
Brunkul | 5.6 | 8.05 | 10.5 | 0.0056 | 0.00805 | 0.0105 | 0.00156 | 1.4608 | 2.92
Olieskifer | 8 | 8.5 | 9 | 0.008 | 0.0085 | 0.009 | 0.00222 | 1.2511 | 2.5
Tørv | 7.8 | 10.8 | 13.8 | 0.0078 | 0.0108 | 0.0138 | 0.00217 | 1.9161 | 3.83
Tørvebriketter | 16 | 16.4 | 16.8 | 0.016 | 0.0164 | 0.0168 | 0.00444 | 2.3372 | 4.67
Rest brændselsolie (svær olie) | 40 | 0 | 0 | 0.04 | 0 | 0 | 0.01111 | 0
Let brændselsolie | 42.3 | 0 | 0 | 0.0423 | 0 | 0 | 0.01175 | 0
Motorbrændstof (benzin) | 44 | 0 | 0 | 0.044 | 0 | 0 | 0.01222 | 0
Paraffinolie | 40 | 0 | 0 | 0.04 | 0 | 0 | 0.01111 | 0
LPG | 46 | 0 | 0 | 0.046 | 0 | 0 | 0.01278 | 0
Naturgas | 47.2 | 0 | 0 | 0.0472 | 0 | 0 | 0.01311 | 0
LNG | 45.19 | 0 | 0 | 0.04519 | 0 | 0 | 0.01255 | 0
Træ (25 % fugtighed) | 13.8 | 0 | 0 | 0.0138 | 0 | 0 | 0.00383 | 0
Pelllets/ træbriketter | 16.8 | 0 | 0 | 0.0168 | 0 | 0 | 0.00467 | 0
Affald | 7.4 | 9.05 | 10.7 | 0.0074 | 0.00905 | 0.0107 | 0.00206 | 1.486 | 2.97
1 MJ udvundet varme | 1 | 0 | 0 | 0.001 | 0 | 0 | 0.00028 | 0
1 kWh elektrisk energi | 3.6 | 0 | 0 | 0.0036 | 0 | 0 | 0.001 | 0
Petroleum* | 43.5 | 0 | 0 | 0.0435 | 0 | 0 | 0.01208 | 0
Petroleumskoks* | 31.4 | 0 | 0 | 0.0314 | 0 | 0 | 0.00872 | 0
Halm* | 14.5 | 0 | 0 | 0.0145 | 0 | 0 | 0.00403 | 0
Skovflis* | 9.3 | 0 | 0 | 0.0093 | 0 | 0 | 0.00258 | 0
Træpiller* | 17.5 | 0 | 0 | 0.0175 | 0 | 0 | 0.00486 | 0
Træaffald* | 14.7 | 0 | 0 | 0.0147 | 0 | 0 | 0.00408 | 0

## Emissionsfactor (hidden)
Brændsel | Anlægstype | CO2 kg/GJ | CH4 g/GJ | N2O g/GJ | SO2 g/GJ | NOx g/GJ | PM2.5 g/GJ
Centrale kraftværker og kraftvarmeværker
Ledningsgas | Dampturbine | Se tabel 14 | 1 | 1 | 0.4 | 19.6 | 0.1
Kul | Dampturbine | 74.1 | 0.7 | 0.6 | 6.7 | 52 | 5
Fuelolie | Dampturbine | 0 | 3 | 4 | 11 | 80 | 47
Halm* | Dampturbine | 0 | 105 | 4 | 11 | 73.5 | 290
Træ* | Dampturbine | 0 | 3.1 | 0.8 | 1.9 | 33 | 4.8
Træpiller | Dampturbine | 0 | 3.1 | 0.8 | 1.9 | 33 | 4.8
Decentrale kraftvarmeværker
Ledningsgas | Gasturbine | Se tabel 14 | 1.7 | 1 | 0.4 | 48 | 0.05
Ledningsgas | Motor | Se tabel 14 | 481 | 0.6 | 0.5 | 135 | 0.16
Halm* | Dampturbine | 0 | 0.5 | 1.1 | 49 | 125 | 1.11
Træ* | Dampturbine | 0 | 3.1 | 0.8 | 1.9 | 81 | 4.82
Træpiller | Dampturbine | 0 | 3.1 | 0.8 | 1.9 | 81 | 4.82
Affald | Dampturbine | 42.5 | 0.3 | 1.2 | 8.3 | 79 | 0.29
Biogas*** | Motor | 0 | 434 | 1.6 | 19.2 | 202 | 0.21
Ren varmeproduktion på decentrale værker og lingende
Ledningsgas | Se tabel 14 | Se tabel 14 | 1 | 1 | 0.4 | 31.7 | 0.1
Halm | Se tabel 14 | 0 | 30 | 4 | 115 | 90 | 12
Træ | Se tabel 14 | 0 | 11 | 4 | 11 | 90 | 10
Træpiller | Se tabel 14 | 0 | 3 | 4 | 11 | 90 | 10
Biogas*** | Se tabel 14 | 0 | 1 | 0.1 | 25 | 28 | 1.5
Husholdninger
Ledningsgas | Se tabel 14 | Se tabel 14 | 1 | 1 | 0.4 | 19.6 | 0.1
Gasolie | Se tabel 14 | 74.1 | 0.7 | 0.6 | 6.7 | 52 | 5
Træpiller | Se tabel 14 | 0 | 3 | 4 | 11 | 80 | 47
Brænde og andre træprodukter | Se tabel 14 | 0 | 105 | 4 | 11 | 73.5 | 290
Industri og lidnende
Ledningsgas | Industrielle kedler | Se tabel 14 | 1 | 1 | 0.001 | 0.0317 | 0.1
Raffinaderigas | Raffinaderier | 56.5 | 1 | 1 | 0.001 | 0.056 | 5
Emissionfactor in the electircity grid
| CO2 kg/MWh |  | CH4/g/MWh |  | N20 g/MWh |  | SO2 g/MWh |  | Nox g/MWh |  | PM2,5 g/MWh
| Produktion | forbrug* | Produktion | forbrug* | Produktion | forbrug* | Produktion | forbrug* | Produktion | forbrug* | Produktion | forbrug*
2022 | 59 | 62 | 105 | 111 | 2.2 | 2.3 | 22 | 23 | 197 | 210 | 0.5 | 0.6
2023 | 46 | 48 | 87 | 92 | 2 | 2.1 | 16 | 17 | 187 | 198 | 0.5 | 0.5
2024 | 38 | 41 | 74 | 78 | 1.8 | 1.9 | 15 | 16 | 167 | 177 | 0.5 | 0.5
2025 | 35 | 37 | 66 | 71 | 1.6 | 1.7 | 14 | 15 | 151 | 161 | 0.4 | 0.5
2026 | 28 | 29 | 56 | 59 | 1.4 | 1.4 | 12 | 13 | 130 | 138 | 0.4 | 0.4
2027 | 23 | 24 | 50 | 53 | 1.2 | 1.2 | 10 | 11 | 113 | 120 | 0.4 | 0.4
2028 | 17 | 18 | 43 | 45 | 1 | 1.1 | 8 | 8 | 99 | 105 | 0.3 | 0.4
2029 | 8 | 9 | 38 | 41 | 0.9 | 1 | 4 | 4 | 90 | 95 | 0.3 | 0.3
2030 | 7 | 7 | 34 | 37 | 0.8 | 0.8 | 3 | 3 | 78 | 83 | 0.3 | 0.3
2031 | 7 | 7 | 34 | 37 | 0.8 | 0.8 | 3 | 3 | 78 | 83 | 0.3 | 0.3
2032 | 7 | 7 | 34 | 37 | 0.8 | 0.8 | 3 | 3 | 78 | 83 | 0.3 | 0.3
2033 | 7 | 7 | 34 | 37 | 0.8 | 0.8 | 3 | 3 | 78 | 83 | 0.3 | 0.3
2034 | 7 | 7 | 34 | 37 | 0.8 | 0.8 | 3 | 3 | 78 | 83 | 0.3 | 0.3
2035 | 7 | 7 | 34 | 37 | 0.8 | 0.8 | 3 | 3 | 78 | 83 | 0.3 | 0.3
2036 | 7 | 7 | 34 | 37 | 0.8 | 0.8 | 3 | 3 | 78 | 83 | 0.3 | 0.3
2037 | 7 | 7 | 34 | 37 | 0.8 | 0.8 | 3 | 3 | 78 | 83 | 0.3 | 0.3
2038 | 7 | 7 | 34 | 37 | 0.8 | 0.8 | 3 | 3 | 78 | 83 | 0.3 | 0.3
2039 | 7 | 7 | 34 | 37 | 0.8 | 0.8 | 3 | 3 | 78 | 83 | 0.3 | 0.3
2040 | 7 | 7 | 34 | 37 | 0.8 | 0.8 | 3 | 3 | 78 | 83 | 0.3 | 0.3
2041 | 7 | 7 | 34 | 37 | 0.8 | 0.8 | 3 | 3 | 78 | 83 | 0.3 | 0.3
2042 | 7 | 7 | 34 | 37 | 0.8 | 0.8 | 3 | 3 | 78 | 83 | 0.3 | 0.3
2043 | 7 | 7 | 34 | 37 | 0.8 | 0.8 | 3 | 3 | 78 | 83 | 0.3 | 0.3
2044 | 7 | 7 | 34 | 37 | 0.8 | 0.8 | 3 | 3 | 78 | 83 | 0.3 | 0.3
2045 | 7 | 7 | 34 | 37 | 0.8 | 0.8 | 3 | 3 | 78 | 83 | 0.3 | 0.3
* nattab svarende til 5,8 %
CO2 - Table 14
Brændsel | Emissionsfaktor (eller foreløbig emissionsfaktor for biomasse) | Enhed (Emissionsfaktor) | Biomassefraktion for kulstofindhold (%) | Noter
Naturgas | 55.47 | ton CO2/TJ is the same as Kg/GJ | - | G) H) I)
Bionaturgas | 55.55 | ton CO2/TJ | - | F) D) I)
Butan | 66.24 | ton CO2/TJ | - | -
Fuelolie | 79.03 | ton CO2/TJ | - | J)
Spildolie | 73.3 | ton CO2/TJ | - | E)
Gasolie/dieselolie | 74.1 | ton CO2/TJ | - | B)
Benzin | 73 | ton CO2/TJ | - | B)
Methanol | 68.96 | ton CO2/TJ | - | -
LPG | 64.8 | ton CO2/TJ | - | B)
Kul | 94.2 | ton CO2/TJ | - | J)
Petrokoks | 93 | ton CO2/TJ | - | -
Koks | 107 | ton CO2/TJ | - | - | kg/TJ | Kg/GJ | Kg/MJ
Affald | 105.8 | ton CO2/TJ | 59.83% | F) M) | 105800 | 105.8 | 0.1058 | 0.0425
Biogas | 84.1 | ton CO2/TJ | - | F)
Halm | 100 | ton CO2/TJ | - | A) E) F)
Træpiller | 112 | ton CO2/TJ | - | A) E) F)
Træaffald | 112 | ton CO2/TJ | - | A) E) F)
Træflis | 112 | ton CO2/TJ | - | A) E) F)
Anden fast biomasse | 100 | ton CO2/TJ | - | E) F)
Rapsolie | 70.8 | ton CO2/TJ | - | B) C) F)
Bioethanol | 72 | ton CO2/TJ | - | B) C) F)
Biodiesel | 70.8 | ton CO2/TJ | - | B) C) E) F)
Bioolie og anden flydende biobrændsel | 79.6 | ton CO2/TJ | - | B) C) F)
Note on F1: Buster Bukart Hansen: g/GJ should be divided by 1000 for Kg and 1000 for GJ to MJ

## emission cost (hidden)
2021 - Priser kr./kg | Sektor | SO2/SO4 | NOx | PM2.5 | https://syddanskuni-my.sharepoint.com/personal/busterhansen_sdu_dk/Documents/Sector%20coupling/Literature/CO2-emission%20factor/soeb22.pdf
SNAP1 | Større forbrændingsanlæg, inkl. affaldsforbrændingsanlæg | 13 | 12 | 60
SNAP2 | Forbrændingsanlæg i husholdninger mv. | 33 | 48 | 290
SNAP3 | Industrielle forbrændingsanlæg | 16 | 15 | 73
CO2-kvotepris
Kr./ton, 2023-priser | 2023 | 2024 | 2025
CO2-kvoter | 636 | 654 | 678
Kilde: Finansministeriet.
Analyseforudsætninger 2022 (AF22) til sammenligning
Kr./ton, 2023-priser | 2023 | 2024 | 2025
CO2-kvoter | 678.72 | 701.52 | 726.63
Emissionkost for Affald Kr/ton | 195.7 | https://www.pwc.dk/da/afgiftsvejledningen/godtgorelse-satser.html#bilag-6
Afgift | Enhed | 2025
CO2-kvoter | kr/ton
CO2-afgift affald | kr/ton | 440.1524
CO2-afgift oliekedel | kr/liter | 0.93593
CO2-afgift gaskedel | kr/m3 | 0.98271
CO2-afgift gasmotor | kr/m3 | 0.98271
Affaldvarmeafgift netto | kr/GJ | 13.2952
Tillægsafgift netto | kr/GJ | 26.5
Tillægsafgiftsrabat RGK | % | 10
Tillægsafgiftsrabat krit. | % | 7
Energiafgift biooliekedel | kr/liter | 2.293
Energiafgift oliekedel | kr/liter | 1.8391
Energiafgift gaskedel | kr/m3 | 1.9583
Energiafgift gasmotor | kr/m3 | 1.9583
NOx-afgift affald | kr/kgNOx | 5.3
NOx-afgift fliskedel | kr/GJ | 0.5
NOx-afgift oliekedel | kr/liter | 0.1
NOx-afgift gaskedel | kr/m3 | 0.009
NOx-afgift gasmotor | kr/m3 | 0.3
Note on A19: [Threaded comment] Your version of Excel allows you to read this threaded comment; however, any edits to it will get removed if the file is opened in a newer version of Excel. Learn more: https://go.microsoft.com/fwlink/?linkid=870924 Comment: Obs! 2023-satser da der er regnet med 2023-priser i optimering Reply: CO2-afgiftsoplægning dog indført
Note on A21: [Threaded comment] Your version of Excel allows you to read this threaded comment; however, any edits to it will get removed if the file is opened in a newer version of Excel. Learn more: https://go.microsoft.com/fwlink/?linkid=870924 Comment: CO2-afgifterne stiger markant grundet ny afgift. Satsen afhænger også af CO2-kvotepris Reply: V-formel anvendt
Note on A24: [Threaded comment] Your version of Excel allows you to read this threaded comment; however, any edits to it will get removed if the file is opened in a newer version of Excel. Learn more: https://go.microsoft.com/fwlink/?linkid=870924 Comment: E-formel anvendt
Note on A25: [Threaded comment] Your version of Excel allows you to read this threaded comment; however, any edits to it will get removed if the file is opened in a newer version of Excel. Learn more: https://go.microsoft.com/fwlink/?linkid=870924 Comment: Antages at falde med stigende CO2-afgift Reply: Regnes på baggrund af leveret varme efter evt. bortkøl. Derudover fratrækkes den rene biofraktion (altså vognlæs der kun er biomasse): Qlev=Qprod - Qbortkøl - 0,142 * 0,85 * Etaheat/(Etaheat+EtaPower) * indfyret Reply: I ovenstående formel er ren biofraktion = 14,2 %
Note on B25: [Threaded comment] Your version of Excel allows you to read this threaded comment; however, any edits to it will get removed if the file is opened in a newer version of Excel. Learn more: https://go.microsoft.com/fwlink/?linkid=870924 Comment: GJ varme
Note on A26: [Threaded comment] Your version of Excel allows you to read this threaded comment; however, any edits to it will get removed if the file is opened in a newer version of Excel. Learn more: https://go.microsoft.com/fwlink/?linkid=870924 Comment: Regnes på baggrund af produceret varme fratrukket ren biofraktion. Qtillæg =Qprod * (1-0,142) Reply: Ift. rabat i tillægsafgift regnes denne på baggrund af summen af produceret varme og brutto elproduktion fratrukket ren biofraktion: Qtillæg,rabat = (Qprod + Pbrut) * (1-0,142)
Note on B26: [Threaded comment] Your version of Excel allows you to read this threaded comment; however, any edits to it will get removed if the file is opened in a newer version of Excel. Learn more: https://go.microsoft.com/fwlink/?linkid=870924 Comment: GJ varme
Note on A27: [Threaded comment] Your version of Excel allows you to read this threaded comment; however, any edits to it will get removed if the file is opened in a newer version of Excel. Learn more: https://go.microsoft.com/fwlink/?linkid=870924 Comment: Kriterie for om rabatten kan opnås opgøres på månedsbasis
Note on A30: [Threaded comment] Your version of Excel allows you to read this threaded comment; however, any edits to it will get removed if the file is opened in a newer version of Excel. Learn more: https://go.microsoft.com/fwlink/?linkid=870924 Comment: Antages at falde med stigende CO2-afgift
Note on A31: [Threaded comment] Your version of Excel allows you to read this threaded comment; however, any edits to it will get removed if the file is opened in a newer version of Excel. Learn more: https://go.microsoft.com/fwlink/?linkid=870924 Comment: Antages at falde med stigende CO2-afgift
Note on A32: [Threaded comment] Your version of Excel allows you to read this threaded comment; however, any edits to it will get removed if the file is opened in a newer version of Excel. Learn more: https://go.microsoft.com/fwlink/?linkid=870924 Comment: Antages at falde med stigende CO2-afgift
Note on A33: [Threaded comment] Your version of Excel allows you to read this threaded comment; however, any edits to it will get removed if the file is opened in a newer version of Excel. Learn more: https://go.microsoft.com/fwlink/?linkid=870924 Comment: Der regnes med 0,89 kgNOx/ton-affald.

## Fuel cost (hidden)
Kul, råolie og naturgas
Danske priser an forbrugssted (2023-priser, kr./GJ)
An centralt værk | 2024 | 2025
Kul | 61.69 | 41.68
Fuelolie | 95.84 | 90.9
Gasolie | 169.13 | 127.53
Naturgas | 238.24 | 111.79
An decentralt værk | 2024 | 2025
Gasolie | 174.63 | 133.03
Naturgas | 243.44 | 117.25
Kilde: Energistyrelsens fremskrivninger. Tillæg til importpriserne for at nå frem til forbrugssted(raffinaderiomkostninger og omkostninger til transport m.m.) er uændrede ift. AF22, men dog opregnet til 2023-prisniveau.
Træpiller, træflis og halm
Danske priser an forbrugssted (2023-priser, kr./GJ)
An centralt værk | 2024 | 2025
Halm | 62.11 | 53.78
Træflis | 72.97 | 63.24
Træpiller | 103.75 | 84.43
An decentralt værk | 2024 | 2025
Halm | 57.78 | 50.03
Træflis | 67.91 | 58.86
Træpiller | 109.04 | 89.68
Kilde: Energistyrelsens fremskrivninger. Tillæg til importpriserne for at nå frem til forbrugssted er uændrede ift. AF22, men dog opregnet til 2023-prisniveau.
Analyseforudsætninger 2022 (AF22) til sammenligning
Danske priser an forbrugssted (2023-priser, kr./GJ)
An centralt værk | 2024 | 2025
Kul | 23.23 | 23.2
Fuelolie | 73.13 | 69.98
Gasolie | 111.28 | 108.14
Naturgas | 51.76 | 47.91
Halm | 50.48 | 50.68
Træflis | 58.97 | 59.21
Træpiller | 81.41 | 80.88
An decentralt værk | 2024 | 2025
Gasolie | 116.64 | 113.5
Naturgas | 57.07 | 53.34
Halm | 48.46 | 48.66
Træflis | 57.28 | 57.54
Træpiller | 86.66 | 86.12
affald kr / ton | 2021
Gns. takst for dedikerede anlæg (kr. pr. ton) | 484
Gns. takst for dedikerede og multifyrede anlæg (kr. pr. ton) | 483
| This is the breakeven price in DK | direct connection to a renewable energy source | by water electrolysis, utilizing grid electricity, averaged | 3.23 (breakeven point) |  | Model value
Hydrogen cost EUR/kg | 5 | 6.61 | 7.94 | 3.23 | 5.585 | 5
statestik min | 3.85
statestik max | 7.94
TSO | 63.4 | https://energinet.dk/el/elmarkedet/tariffer/aktuelle-tariffer/
DSO | 9.59 | https://n1.dk/gaeldende-priser
System tarif | 72.99
Note on B52: [Threaded comment] Your version of Excel allows you to read this threaded comment; however, any edits to it will get removed if the file is opened in a newer version of Excel. Learn more: https://go.microsoft.com/fwlink/?linkid=870924 Comment: https://observatory.clean-hydrogen.europa.eu/hydrogen-landscape/production-trade-and-cost/cost-hydrogen-production

## Annuitetsberegning (hidden)
https://syddanskuni-my.sharepoint.com/personal/busterhansen_sdu_dk/Documents/Sector%20coupling/Literature/Economics/tillaeg_annuitetsregning.pdf

## Grid loss (hidden)
nettabet, | 5.8%

## Electricity price 2024
Area Name | DK1 DKK/MWh 2024
2024-01-02 | 228.04
2024-01-02 01:00 | 149.62
2024-01-02 02:00 | 231.32
2024-01-02 03:00 | 137.09
2024-01-02 04:00 | 82.6
2024-01-02 05:00 | 102.73
2024-01-02 06:00 | 355.07
2024-01-02 07:00 | 433.12
2024-01-02 08:00 | 489.55
2024-01-02 09:00 | 482.55
2024-01-02 10:00 | 514.23
2024-01-02 11:00 | 548.22
2024-01-02 12:00 | 582.66
2024-01-02 13:00 | 587.96
2024-01-02 14:00 | 590.72
2024-01-02 15:00 | 596.08
2024-01-02 16:00 | 607.26
2024-01-02 17:00 | 603.24
2024-01-02 18:00 | 558.73
2024-01-02 19:00 | 470.99
2024-01-02 20:00 | 425.74
2024-01-02 21:00 | 349.55
2024-01-02 22:00 | 298.19
2024-01-02 23:00 | 162.59
2024-01-03 | 7.75
2024-01-03 01:00 | -0.07
2024-01-03 02:00 | 0
2024-01-03 03:00 | -0.07
2024-01-03 04:00 | 0
2024-01-03 05:00 | 0.15
2024-01-03 06:00 | 8.13
2024-01-03 07:00 | 302.6
2024-01-03 08:00 | 444.4
2024-01-03 09:00 | 451.85
2024-01-03 10:00 | 424.94
2024-01-03 11:00 | 409.21
2024-01-03 12:00 | 445.82
2024-01-03 13:00 | 438.81
2024-01-03 14:00 | 453.72
2024-01-03 15:00 | 500.83
2024-01-03 16:00 | 548.62
2024-01-03 17:00 | 613.41
2024-01-03 18:00 | 618.55
2024-01-03 19:00 | 589.18
2024-01-03 20:00 | 545.94
2024-01-03 21:00 | 502.55
2024-01-03 22:00 | 484.58
2024-01-03 23:00 | 433.29
2024-01-04 | 427.33
2024-01-04 01:00 | 376.32
2024-01-04 02:00 | 298.31
2024-01-04 03:00 | 190.02
2024-01-04 04:00 | 261.02
2024-01-04 05:00 | 430.54
2024-01-04 06:00 | 541.81
2024-01-04 07:00 | 634.06
2024-01-04 08:00 | 682.17
2024-01-04 09:00 | 702.53
2024-01-04 10:00 | 683.21
2024-01-04 11:00 | 671.43
2024-01-04 12:00 | 643.61
2024-01-04 13:00 | 641.07
2024-01-04 14:00 | 686.94
2024-01-04 15:00 | 735.49
2024-01-04 16:00 | 788.51
2024-01-04 17:00 | 993.6
2024-01-04 18:00 | 1078.77
2024-01-04 19:00 | 932.23
2024-01-04 20:00 | 772.55
2024-01-04 21:00 | 745.86
2024-01-04 22:00 | 707.45
2024-01-04 23:00 | 662.48
2024-01-05 | 642.06
2024-01-05 01:00 | 600.51
2024-01-05 02:00 | 574.41
2024-01-05 03:00 | 546.06
2024-01-05 04:00 | 552.33
2024-01-05 05:00 | 567.1
2024-01-05 06:00 | 604.17
2024-01-05 07:00 | 648.92
2024-01-05 08:00 | 668.09
2024-01-05 09:00 | 708.07
2024-01-05 10:00 | 718.14
2024-01-05 11:00 | 732.61
2024-01-05 12:00 | 688.01
2024-01-05 13:00 | 682.78
2024-01-05 14:00 | 719.11
2024-01-05 15:00 | 746.26
2024-01-05 16:00 | 768.04
2024-01-05 17:00 | 800.93
2024-01-05 18:00 | 808.91
2024-01-05 19:00 | 775.42
2024-01-05 20:00 | 746.56
2024-01-05 21:00 | 702.55
2024-01-05 22:00 | 708
2024-01-05 23:00 | 647.43
2024-01-06 | 613.48
2024-01-06 01:00 | 598.19
2024-01-06 02:00 | 567.83
2024-01-06 03:00 | 544.56
2024-01-06 04:00 | 544.56
2024-01-06 05:00 | 556.34
2024-01-06 06:00 | 560.15
2024-01-06 07:00 | 607.06
2024-01-06 08:00 | 659.35
2024-01-06 09:00 | 687.91
2024-01-06 10:00 | 725.73
2024-01-06 11:00 | 749.07
2024-01-06 12:00 | 739.6
2024-01-06 13:00 | 710.21
2024-01-06 14:00 | 690.3
2024-01-06 15:00 | 709.24
2024-01-06 16:00 | 744.75
2024-01-06 17:00 | 780.85
2024-01-06 18:00 | 774.51
2024-01-06 19:00 | 740.72
2024-01-06 20:00 | 687.91
2024-01-06 21:00 | 656.36
2024-01-06 22:00 | 647.04
2024-01-06 23:00 | 596.92
2024-01-07 | 642.57
2024-01-07 01:00 | 615.05
2024-01-07 02:00 | 573.73
2024-01-07 03:00 | 561.49
2024-01-07 04:00 | 546.95
2024-01-07 05:00 | 550.31
2024-01-07 06:00 | 560.45
2024-01-07 07:00 | 582.08
2024-01-07 08:00 | 610.05
2024-01-07 09:00 | 634.22
2024-01-07 10:00 | 650.03
2024-01-07 11:00 | 666.21
2024-01-07 12:00 | 682.47
2024-01-07 13:00 | 652.79
2024-01-07 14:00 | 634.22
2024-01-07 15:00 | 656.44
2024-01-07 16:00 | 696.8
2024-01-07 17:00 | 759.08
2024-01-07 18:00 | 782.05
2024-01-07 19:00 | 772.35
2024-01-07 20:00 | 749.6
2024-01-07 21:00 | 695.98
2024-01-07 22:00 | 680.01
2024-01-07 23:00 | 625.49
2024-01-08 | 649.06
2024-01-08 01:00 | 628.92
2024-01-08 02:00 | 610.27
2024-01-08 03:00 | 590.06
2024-01-08 04:00 | 585.36
2024-01-08 05:00 | 612.36
2024-01-08 06:00 | 703.36
2024-01-08 07:00 | 828.67
2024-01-08 08:00 | 903.33
2024-01-08 09:00 | 878.86
2024-01-08 10:00 | 824.94
2024-01-08 11:00 | 768.25
2024-01-08 12:00 | 712.31
2024-01-08 13:00 | 701.35
2024-01-08 14:00 | 763.25
2024-01-08 15:00 | 805.39
2024-01-08 16:00 | 923.62
2024-01-08 17:00 | 963.3
2024-01-08 18:00 | 969.71
2024-01-08 19:00 | 910.86
2024-01-08 20:00 | 851.86
2024-01-08 21:00 | 766.98
2024-01-08 22:00 | 745.72
2024-01-08 23:00 | 682.4
2024-01-09 | 657.71
2024-01-09 01:00 | 649.36
2024-01-09 02:00 | 634.14
2024-01-09 03:00 | 627.72
2024-01-09 04:00 | 639.51
2024-01-09 05:00 | 666.07
2024-01-09 06:00 | 809.53
2024-01-09 07:00 | 925.54
2024-01-09 08:00 | 994.03
2024-01-09 09:00 | 902.04
2024-01-09 10:00 | 844.45
2024-01-09 11:00 | 789.17
2024-01-09 12:00 | 747.69
2024-01-09 13:00 | 752.16
2024-01-09 14:00 | 827.29
2024-01-09 15:00 | 890.78
2024-01-09 16:00 | 953.82
2024-01-09 17:00 | 1028.35
2024-01-09 18:00 | 1028.05
2024-01-09 19:00 | 973.07
2024-01-09 20:00 | 897.04
2024-01-09 21:00 | 833.18
2024-01-09 22:00 | 792.15
2024-01-09 23:00 | 724.34
2024-01-10 | 665.9
2024-01-10 01:00 | 647.04
2024-01-10 02:00 | 646.81
2024-01-10 03:00 | 642.04
2024-01-10 04:00 | 643.6
2024-01-10 05:00 | 664.11
2024-01-10 06:00 | 812
2024-01-10 07:00 | 941.84
2024-01-10 08:00 | 1053.63
2024-01-10 09:00 | 972.42
2024-01-10 10:00 | 884.19
2024-01-10 11:00 | 813.87
2024-01-10 12:00 | 762.26
2024-01-10 13:00 | 787.61
2024-01-10 14:00 | 842.06
2024-01-10 15:00 | 923.27
2024-01-10 16:00 | 1004.11
2024-01-10 17:00 | 1072.35
2024-01-10 18:00 | 1044.09
2024-01-10 19:00 | 985.54
2024-01-10 20:00 | 894.93
2024-01-10 21:00 | 818.56
2024-01-10 22:00 | 779.26
2024-01-10 23:00 | 677.91
2024-01-11 | 684.27
2024-01-11 01:00 | 660.7
2024-01-11 02:00 | 650.71
2024-01-11 03:00 | 614.39
2024-01-11 04:00 | 611.18
2024-01-11 05:00 | 666.44
2024-01-11 06:00 | 761.23
2024-01-11 07:00 | 871.53
2024-01-11 08:00 | 1051.5699
2024-01-11 09:00 | 963.27
2024-01-11 10:00 | 847.59
2024-01-11 11:00 | 794.12
2024-01-11 12:00 | 741.17
2024-01-11 13:00 | 738.34
2024-01-11 14:00 | 790.39
2024-01-11 15:00 | 879.74
2024-01-11 16:00 | 1024.35
2024-01-11 17:00 | 1119.36
2024-01-11 18:00 | 1019.43
2024-01-11 19:00 | 986.76
2024-01-11 20:00 | 879.14
2024-01-11 21:00 | 799.42
2024-01-11 22:00 | 745.79
2024-01-11 23:00 | 725.06
2024-01-12 | 678.89
2024-01-12 01:00 | 657.86
2024-01-12 02:00 | 635.49
2024-01-12 03:00 | 631.09
2024-01-12 04:00 | 628.93
2024-01-12 05:00 | 628.19
2024-01-12 06:00 | 665.47
2024-01-12 07:00 | 881.13
2024-01-12 08:00 | 1049.51
2024-01-12 09:00 | 1006.41
2024-01-12 10:00 | 909.84
2024-01-12 11:00 | 855.55
2024-01-12 12:00 | 797.76
2024-01-12 13:00 | 768.68
2024-01-12 14:00 | 779.56
2024-01-12 15:00 | 820.28
2024-01-12 16:00 | 894.85
2024-01-12 17:00 | 950.78
2024-01-12 18:00 | 939.59
2024-01-12 19:00 | 890.9
2024-01-12 20:00 | 798.88
2024-01-12 21:00 | 683.82
2024-01-12 22:00 | 634
2024-01-12 23:00 | 615.14
2024-01-13 | 544.87
2024-01-13 01:00 | 558.14
2024-01-13 02:00 | 549.2
2024-01-13 03:00 | 532.19
2024-01-13 04:00 | 538.68
2024-01-13 05:00 | 512.51
2024-01-13 06:00 | 486.04
2024-01-13 07:00 | 510.87
2024-01-13 08:00 | 500.8
2024-01-13 09:00 | 546.66
2024-01-13 10:00 | 537.04
2024-01-13 11:00 | 529.29
2024-01-13 12:00 | 521.61
2024-01-13 13:00 | 474.78
2024-01-13 14:00 | 506.39
2024-01-13 15:00 | 511.61
2024-01-13 16:00 | 527.79
2024-01-13 17:00 | 553.45
2024-01-13 18:00 | 565.3
2024-01-13 19:00 | 550.46
2024-01-13 20:00 | 544.8
2024-01-13 21:00 | 528.91
2024-01-13 22:00 | 479.47
2024-01-13 23:00 | 470.97
2024-01-14 | 477.42
2024-01-14 01:00 | 463.18
2024-01-14 02:00 | 469.29
2024-01-14 03:00 | 477.35
2024-01-14 04:00 | 482.27
2024-01-14 05:00 | 486.22
2024-01-14 06:00 | 501.95
2024-01-14 07:00 | 534.39
2024-01-14 08:00 | 572.28
2024-01-14 09:00 | 605.09
2024-01-14 10:00 | 601.29
2024-01-14 11:00 | 610.31
2024-01-14 12:00 | 599.5
2024-01-14 13:00 | 574.52
2024-01-14 14:00 | 590.25
2024-01-14 15:00 | 613.89
2024-01-14 16:00 | 645.96
2024-01-14 17:00 | 685.03
2024-01-14 18:00 | 705.76
2024-01-14 19:00 | 635.81
2024-01-14 20:00 | 589.58
2024-01-14 21:00 | 586.15
2024-01-14 22:00 | 562.21
2024-01-14 23:00 | 501.06
2024-01-15 | 506.35
2024-01-15 01:00 | 484.73
2024-01-15 02:00 | 476.82
2024-01-15 03:00 | 462.65
2024-01-15 04:00 | 462.65
2024-01-15 05:00 | 516.42
2024-01-15 06:00 | 596.22
2024-01-15 07:00 | 625.23
2024-01-15 08:00 | 740.52
2024-01-15 09:00 | 747.9
2024-01-15 10:00 | 707.55
2024-01-15 11:00 | 673.1
2024-01-15 12:00 | 625.37
2024-01-15 13:00 | 612.62
2024-01-15 14:00 | 630.15
2024-01-15 15:00 | 666.99
2024-01-15 16:00 | 745.14
2024-01-15 17:00 | 813.45
2024-01-15 18:00 | 861.85
2024-01-15 19:00 | 825.23
2024-01-15 20:00 | 769.23
2024-01-15 21:00 | 693.16
2024-01-15 22:00 | 667.36
2024-01-15 23:00 | 644.54
2024-01-16 | 607.47
2024-01-16 01:00 | 607.1
2024-01-16 02:00 | 597.18
2024-01-16 03:00 | 583.68
2024-01-16 04:00 | 578.68
2024-01-16 05:00 | 622.39
2024-01-16 06:00 | 701.59
2024-01-16 07:00 | 855.98
2024-01-16 08:00 | 1119.85
2024-01-16 09:00 | 1121.12
2024-01-16 10:00 | 1039.67
2024-01-16 11:00 | 871.94
2024-01-16 12:00 | 771.4
2024-01-16 13:00 | 708.38
2024-01-16 14:00 | 715.99
2024-01-16 15:00 | 822.27
2024-01-16 16:00 | 830.77
2024-01-16 17:00 | 955.77
2024-01-16 18:00 | 949.5
2024-01-16 19:00 | 833.6
2024-01-16 20:00 | 712.18
2024-01-16 21:00 | 642.97
2024-01-16 22:00 | 611.87
2024-01-16 23:00 | 579.43
2024-01-17 | 506.07
2024-01-17 01:00 | 502.27
2024-01-17 02:00 | 495.78
2024-01-17 03:00 | 489.22
2024-01-17 04:00 | 487.43
2024-01-17 05:00 | 487.21
2024-01-17 06:00 | 499.21
2024-01-17 07:00 | 591.24
2024-01-17 08:00 | 715.93
2024-01-17 09:00 | 767.16
2024-01-17 10:00 | 797.29
2024-01-17 11:00 | 802.89
2024-01-17 12:00 | 877.84
2024-01-17 13:00 | 907.59
2024-01-17 14:00 | 907.89
2024-01-17 15:00 | 935.63
2024-01-17 16:00 | 958.75
2024-01-17 17:00 | 1047.9399
2024-01-17 18:00 | 921.69
2024-01-17 19:00 | 852.26
2024-01-17 20:00 | 818.85
2024-01-17 21:00 | 753.89
2024-01-17 22:00 | 703.1
2024-01-17 23:00 | 627.71
2024-01-18 | 606.58
2024-01-18 01:00 | 575.78
2024-01-18 02:00 | 561.53
2024-01-18 03:00 | 558.7
2024-01-18 04:00 | 578.54
2024-01-18 05:00 | 604.12
2024-01-18 06:00 | 680.57
2024-01-18 07:00 | 831.97
2024-01-18 08:00 | 938.92
2024-01-18 09:00 | 911.18
2024-01-18 10:00 | 827.12
2024-01-18 11:00 | 805.12
2024-01-18 12:00 | 697.72
2024-01-18 13:00 | 653.49
2024-01-18 14:00 | 644.62
2024-01-18 15:00 | 702.94
2024-01-18 16:00 | 742.25
2024-01-18 17:00 | 780.73
2024-01-18 18:00 | 770.14
2024-01-18 19:00 | 705.03
2024-01-18 20:00 | 648.65
2024-01-18 21:00 | 605.09
2024-01-18 22:00 | 577.49
2024-01-18 23:00 | 532
2024-01-19 | 510.09
2024-01-19 01:00 | 487.27
2024-01-19 02:00 | 477.65
2024-01-19 03:00 | 468.03
2024-01-19 04:00 | 472.21
2024-01-19 05:00 | 491.08
2024-01-19 06:00 | 564.83
2024-01-19 07:00 | 639.33
2024-01-19 08:00 | 776.03
2024-01-19 09:00 | 767
2024-01-19 10:00 | 709.58
2024-01-19 11:00 | 644.03
2024-01-19 12:00 | 572.96
2024-01-19 13:00 | 547.01
2024-01-19 14:00 | 560.88
2024-01-19 15:00 | 577.58
2024-01-19 16:00 | 631.57
2024-01-19 17:00 | 698.02
2024-01-19 18:00 | 656.63
2024-01-19 19:00 | 576.99
2024-01-19 20:00 | 551.85
2024-01-19 21:00 | 530.38
2024-01-19 22:00 | 511.88
2024-01-19 23:00 | 482.87
2024-01-20 | 492.2
2024-01-20 01:00 | 473.18
2024-01-20 02:00 | 473.85
2024-01-20 03:00 | 461.02
2024-01-20 04:00 | 461.25
2024-01-20 05:00 | 460.5
2024-01-20 06:00 | 466.77
2024-01-20 07:00 | 498.91
2024-01-20 08:00 | 557.97
2024-01-20 09:00 | 580.94
2024-01-20 10:00 | 535.45
2024-01-20 11:00 | 527.77
2024-01-20 12:00 | 505.1
2024-01-20 13:00 | 512.93
2024-01-20 14:00 | 547.31
2024-01-20 15:00 | 589.96
2024-01-20 16:00 | 654.77
2024-01-20 17:00 | 707.94
2024-01-20 18:00 | 744.78
2024-01-20 19:00 | 682.88
2024-01-20 20:00 | 596.6
2024-01-20 21:00 | 547.31
2024-01-20 22:00 | 525.16
2024-01-20 23:00 | 499.58
2024-01-21 | 445.26
2024-01-21 01:00 | 429.23
2024-01-21 02:00 | 411.33
2024-01-21 03:00 | 379.55
2024-01-21 04:00 | 361.8
2024-01-21 05:00 | 353.9
2024-01-21 06:00 | 339.58
2024-01-21 07:00 | 327.87
2024-01-21 08:00 | 383.06
2024-01-21 09:00 | 405.43
2024-01-21 10:00 | 343.53
2024-01-21 11:00 | 363
2024-01-21 12:00 | 287
2024-01-21 13:00 | 281.1
2024-01-21 14:00 | 330.4
2024-01-21 15:00 | 365.76
2024-01-21 16:00 | 371.65
2024-01-21 17:00 | 422.51
2024-01-21 18:00 | 458.31
2024-01-21 19:00 | 437.36
2024-01-21 20:00 | 384.1
2024-01-21 21:00 | 391.26
2024-01-21 22:00 | 375.83
2024-01-21 23:00 | 294.31
2024-01-22 | 273.42
2024-01-22 01:00 | 165.87
2024-01-22 02:00 | 138.87
2024-01-22 03:00 | 37.59
2024-01-22 04:00 | 37.74
2024-01-22 05:00 | 149.17
2024-01-22 06:00 | 302.06
2024-01-22 07:00 | 451.01
2024-01-22 08:00 | 495.83
2024-01-22 09:00 | 429.45
2024-01-22 10:00 | 459.06
2024-01-22 11:00 | 451.97
2024-01-22 12:00 | 424.53
2024-01-22 13:00 | 423.04
2024-01-22 14:00 | 434.3
2024-01-22 15:00 | 445.49
2024-01-22 16:00 | 447.43
2024-01-22 17:00 | 461.3
2024-01-22 18:00 | 455.18
2024-01-22 19:00 | 447.72
2024-01-22 20:00 | 444.52
2024-01-22 21:00 | 425.12
2024-01-22 22:00 | 416.85
2024-01-22 23:00 | 372.02
2024-01-23 | 121.04
2024-01-23 01:00 | 75.33
2024-01-23 02:00 | 69.88
2024-01-23 03:00 | 31.1
2024-01-23 04:00 | 76.22
2024-01-23 05:00 | 292.58
2024-01-23 06:00 | 439.94
2024-01-23 07:00 | 454.41
2024-01-23 08:00 | 461.65
2024-01-23 09:00 | 455.76
2024-01-23 10:00 | 447.25
2024-01-23 11:00 | 443.3
2024-01-23 12:00 | 441.06
2024-01-23 13:00 | 443.23
2024-01-23 14:00 | 461.65
2024-01-23 15:00 | 468.06
2024-01-23 16:00 | 494.39
2024-01-23 17:00 | 510.57
2024-01-23 18:00 | 498.04
2024-01-23 19:00 | 472.39
2024-01-23 20:00 | 450.91
2024-01-23 21:00 | 400.79
2024-01-23 22:00 | 338.29
2024-01-23 23:00 | 248.05
2024-01-24 | 22.74
2024-01-24 01:00 | -0.22
2024-01-24 02:00 | 0
2024-01-24 03:00 | -0.07
2024-01-24 04:00 | -0.15
2024-01-24 05:00 | -1.34
2024-01-24 06:00 | 110.07
2024-01-24 07:00 | 313.87
2024-01-24 08:00 | 373.38
2024-01-24 09:00 | 369.43
2024-01-24 10:00 | 373.6
2024-01-24 11:00 | 378.67
2024-01-24 12:00 | 293.21
2024-01-24 13:00 | 271.74
2024-01-24 14:00 | 335.87
2024-01-24 15:00 | 372.48
2024-01-24 16:00 | 378.82
2024-01-24 17:00 | 404.25
2024-01-24 18:00 | 397.61
2024-01-24 19:00 | 373.53
2024-01-24 20:00 | 314.54
2024-01-24 21:00 | 298.58
2024-01-24 22:00 | 313.27
2024-01-24 23:00 | 287.32
2024-01-25 | 330.63
2024-01-25 01:00 | 335.99
2024-01-25 02:00 | 323.17
2024-01-25 03:00 | 334.95
2024-01-25 04:00 | 344.64
2024-01-25 05:00 | 390.58
2024-01-25 06:00 | 432.71
2024-01-25 07:00 | 492.51
2024-01-25 08:00 | 663.79
2024-01-25 09:00 | 635.68
2024-01-25 10:00 | 606.6
2024-01-25 11:00 | 568.34
2024-01-25 12:00 | 545.45
2024-01-25 13:00 | 566.63
2024-01-25 14:00 | 633.66
2024-01-25 15:00 | 686.53
2024-01-25 16:00 | 755.95
2024-01-25 17:00 | 920
2024-01-25 18:00 | 861.54
2024-01-25 19:00 | 736.64
2024-01-25 20:00 | 679.07
2024-01-25 21:00 | 643.58
2024-01-25 22:00 | 599.74
2024-01-25 23:00 | 560.44
2024-01-26 | 468.2
2024-01-26 01:00 | 461.94
2024-01-26 02:00 | 436.07
2024-01-26 03:00 | 408.48
2024-01-26 04:00 | 355.03
2024-01-26 05:00 | 377.62
2024-01-26 06:00 | 419.52
2024-01-26 07:00 | 469.47
2024-01-26 08:00 | 484.15
2024-01-26 09:00 | 475.66
2024-01-26 10:00 | 456.42
2024-01-26 11:00 | 437.93
2024-01-26 12:00 | 389.77
2024-01-26 13:00 | 346.45
2024-01-26 14:00 | 367.4
2024-01-26 15:00 | 373.59
2024-01-26 16:00 | 393.2
2024-01-26 17:00 | 427.72
2024-01-26 18:00 | 412.14
2024-01-26 19:00 | 406.54
2024-01-26 20:00 | 404.98
2024-01-26 21:00 | 405.2
2024-01-26 22:00 | 405.5
2024-01-26 23:00 | 400.43
2024-01-27 | 405.87
2024-01-27 01:00 | 410.26
2024-01-27 02:00 | 419.06
2024-01-27 03:00 | 410.41
2024-01-27 04:00 | 415.56
2024-01-27 05:00 | 423.68
2024-01-27 06:00 | 426.74
2024-01-27 07:00 | 431.36
2024-01-27 08:00 | 433.38
2024-01-27 09:00 | 436.13
2024-01-27 10:00 | 433.9
2024-01-27 11:00 | 422.04
2024-01-27 12:00 | 416.3
2024-01-27 13:00 | 401.69
2024-01-27 14:00 | 440.91
2024-01-27 15:00 | 432.03
2024-01-27 16:00 | 439.34
2024-01-27 17:00 | 460.36
2024-01-27 18:00 | 457.08
2024-01-27 19:00 | 443.07
2024-01-27 20:00 | 433.97
2024-01-27 21:00 | 431.29
2024-01-27 22:00 | 430.39
2024-01-27 23:00 | 429.5
2024-01-28 | 497.75
2024-01-28 01:00 | 438.34
2024-01-28 02:00 | 434.31
2024-01-28 03:00 | 430.29
2024-01-28 04:00 | 431.4
2024-01-28 05:00 | 429.61
2024-01-28 06:00 | 430.29
2024-01-28 07:00 | 439.68
2024-01-28 08:00 | 441.32
2024-01-28 09:00 | 410.61
2024-01-28 10:00 | 381.38
2024-01-28 11:00 | 341.05
2024-01-28 12:00 | 309.97
2024-01-28 13:00 | 298.86
2024-01-28 14:00 | 377.58
2024-01-28 15:00 | 420.52
2024-01-28 16:00 | 431.85
2024-01-28 17:00 | 431.33
2024-01-28 18:00 | 427.38
2024-01-28 19:00 | 422.01
2024-01-28 20:00 | 405.09
2024-01-28 21:00 | 400.99
2024-01-28 22:00 | 400.39
2024-01-28 23:00 | 392.79
2024-01-29 | 363.34
2024-01-29 01:00 | 352.31
2024-01-29 02:00 | 358.72
2024-01-29 03:00 | 357.6
2024-01-29 04:00 | 384.51
2024-01-29 05:00 | 413.14
2024-01-29 06:00 | 400.47
2024-01-29 07:00 | 462.34
2024-01-29 08:00 | 620.46
2024-01-29 09:00 | 658.92
2024-01-29 10:00 | 588.18
2024-01-29 11:00 | 531.3
2024-01-29 12:00 | 523.62
2024-01-29 13:00 | 559.03
2024-01-29 14:00 | 615.39
2024-01-29 15:00 | 727.58
2024-01-29 16:00 | 808.31
2024-01-29 17:00 | 949.88
2024-01-29 18:00 | 874.44
2024-01-29 19:00 | 801.53
2024-01-29 20:00 | 685.68
2024-01-29 21:00 | 646.99
2024-01-29 22:00 | 621.87
2024-01-29 23:00 | 598.54
2024-01-30 | 536.25
2024-01-30 01:00 | 512.77
2024-01-30 02:00 | 517.09
2024-01-30 03:00 | 502.71
2024-01-30 04:00 | 500.77
2024-01-30 05:00 | 517.09
2024-01-30 06:00 | 511.87
2024-01-30 07:00 | 561.22
2024-01-30 08:00 | 622.49
2024-01-30 09:00 | 631.14
2024-01-30 10:00 | 575.08
2024-01-30 11:00 | 487.2
2024-01-30 12:00 | 475.65
2024-01-30 13:00 | 474.75
2024-01-30 14:00 | 477.21
2024-01-30 15:00 | 466.93
2024-01-30 16:00 | 475.05
2024-01-30 17:00 | 535.95
2024-01-30 18:00 | 457.83
2024-01-30 19:00 | 435.69
2024-01-30 20:00 | 422.8
2024-01-30 21:00 | 401.93
2024-01-30 22:00 | 399.24
2024-01-30 23:00 | 396.93
2024-01-31 | 384.7
2024-01-31 01:00 | 382.99
2024-01-31 02:00 | 382.09
2024-01-31 03:00 | 380.6
2024-01-31 04:00 | 383.06
2024-01-31 05:00 | 378.74
2024-01-31 06:00 | 410.04
2024-01-31 07:00 | 424.21
2024-01-31 08:00 | 431.59
2024-01-31 09:00 | 421.9
2024-01-31 10:00 | 414.89
2024-01-31 11:00 | 400.35
2024-01-31 12:00 | 400.5
2024-01-31 13:00 | 346.01
2024-01-31 14:00 | 298.53
2024-01-31 15:00 | 297.94
2024-01-31 16:00 | 297.56
2024-01-31 17:00 | 367.93
2024-01-31 18:00 | 350.26
2024-01-31 19:00 | 307.4
2024-01-31 20:00 | 274.31
2024-01-31 21:00 | 254.18
2024-01-31 22:00 | 249.93
2024-01-31 23:00 | 296.15
2024-02-01 | 350.81
2024-02-01 01:00 | 306.53
2024-02-01 02:00 | 314.28
2024-02-01 03:00 | 320.91
2024-02-01 04:00 | 349.69
2024-02-01 05:00 | 368.18
2024-02-01 06:00 | 375.33
2024-02-01 07:00 | 389.64
2024-02-01 08:00 | 392.7
2024-02-01 09:00 | 388.6
2024-02-01 10:00 | 383.83
2024-02-01 11:00 | 378.91
2024-02-01 12:00 | 379.13
2024-02-01 13:00 | 375.85
2024-02-01 14:00 | 375.7
2024-02-01 15:00 | 369.67
2024-02-01 16:00 | 383.53
2024-02-01 17:00 | 409.47
2024-02-01 18:00 | 410.52
2024-02-01 19:00 | 410.44
2024-02-01 20:00 | 410.22
2024-02-01 21:00 | 409.47
2024-02-01 22:00 | 408.43
2024-02-01 23:00 | 404.93
2024-02-02 | 415.5
2024-02-02 01:00 | 409.68
2024-02-02 02:00 | 402.38
2024-02-02 03:00 | 394.63
2024-02-02 04:00 | 384.49
2024-02-02 05:00 | 395.74
2024-02-02 06:00 | 403.94
2024-02-02 07:00 | 431
2024-02-02 08:00 | 446.06
2024-02-02 09:00 | 433.09
2024-02-02 10:00 | 422.95
2024-02-02 11:00 | 402.6
2024-02-02 12:00 | 398.95
2024-02-02 13:00 | 396.41
2024-02-02 14:00 | 384.56
2024-02-02 15:00 | 383.3
2024-02-02 16:00 | 385.31
2024-02-02 17:00 | 394.85
2024-02-02 18:00 | 396.64
2024-02-02 19:00 | 385.68
2024-02-02 20:00 | 381.43
2024-02-02 21:00 | 370.33
2024-02-02 22:00 | 343.12
2024-02-02 23:00 | 268.72
2024-02-03 | 184.41
2024-02-03 01:00 | 95.78
2024-02-03 02:00 | 50.16
2024-02-03 03:00 | 78.34
2024-02-03 04:00 | 63.58
2024-02-03 05:00 | 65.59
2024-02-03 06:00 | 122.84
2024-02-03 07:00 | 254.7
2024-02-03 08:00 | 342.8
2024-02-03 09:00 | 342.65
2024-02-03 10:00 | 265.51
2024-02-03 11:00 | 226.75
2024-02-03 12:00 | 227.94
2024-02-03 13:00 | 228.24
2024-02-03 14:00 | 303.67
2024-02-03 15:00 | 325.73
2024-02-03 16:00 | 367.92
2024-02-03 17:00 | 431.06
2024-02-03 18:00 | 427.11
2024-02-03 19:00 | 418.83
2024-02-03 20:00 | 400.57
2024-02-03 21:00 | 381.71
2024-02-03 22:00 | 378.73
2024-02-03 23:00 | 288.54
2024-02-04 | 263.15
2024-02-04 01:00 | 74.84
2024-02-04 02:00 | 24.08
2024-02-04 03:00 | 5.07
2024-02-04 04:00 | 0
2024-02-04 05:00 | 0
2024-02-04 06:00 | 0
2024-02-04 07:00 | 7.83
2024-02-04 08:00 | 66.12
2024-02-04 09:00 | 73.28
2024-02-04 10:00 | 81.03
2024-02-04 11:00 | 95.49
2024-02-04 12:00 | 103.02
2024-02-04 13:00 | 37.8
2024-02-04 14:00 | 73.28
2024-02-04 15:00 | 117.19
2024-02-04 16:00 | 137.39
2024-02-04 17:00 | 290.06
2024-02-04 18:00 | 342.99
2024-02-04 19:00 | 269.63
2024-02-04 20:00 | 216.56
2024-02-04 21:00 | 182.79
2024-02-04 22:00 | 182.19
2024-02-04 23:00 | 126.65
2024-02-05 | 12.15
2024-02-05 01:00 | 0.75
2024-02-05 02:00 | 0.75
2024-02-05 03:00 | 1.64
2024-02-05 04:00 | 0.6
2024-02-05 05:00 | 12.3
2024-02-05 06:00 | 290.51
2024-02-05 07:00 | 439.15
2024-02-05 08:00 | 464.57
2024-02-05 09:00 | 423.87
2024-02-05 10:00 | 401.21
2024-02-05 11:00 | 344.93
2024-02-05 12:00 | 357.97
2024-02-05 13:00 | 361.85
2024-02-05 14:00 | 402.4
2024-02-05 15:00 | 415.89
2024-02-05 16:00 | 452.65
2024-02-05 17:00 | 510.42
2024-02-05 18:00 | 512.73
2024-02-05 19:00 | 461
2024-02-05 20:00 | 450.86
2024-02-05 21:00 | 444.67
2024-02-05 22:00 | 419.7
2024-02-05 23:00 | 353.42
2024-02-06 | 264.37
2024-02-06 01:00 | 210.24
2024-02-06 02:00 | 74.55
2024-02-06 03:00 | 37.13
2024-02-06 04:00 | 23.19
2024-02-06 05:00 | 149.78
2024-02-06 06:00 | 372.77
2024-02-06 07:00 | 508.16
2024-02-06 08:00 | 462.23
2024-02-06 09:00 | 457.39
2024-02-06 10:00 | 437.48
2024-02-06 11:00 | 435.1
2024-02-06 12:00 | 440.54
2024-02-06 13:00 | 434.2
2024-02-06 14:00 | 447.47
2024-02-06 15:00 | 447.77
2024-02-06 16:00 | 453.44
2024-02-06 17:00 | 469.47
2024-02-06 18:00 | 461.94
2024-02-06 19:00 | 455.97
2024-02-06 20:00 | 440.91
2024-02-06 21:00 | 420.78
2024-02-06 22:00 | 421.38
2024-02-06 23:00 | 397.37
2024-02-07 | 307.15
2024-02-07 01:00 | 277.31
2024-02-07 02:00 | 322.75
2024-02-07 03:00 | 347.59
2024-02-07 04:00 | 406.38
2024-02-07 05:00 | 444.87
2024-02-07 06:00 | 558.28
2024-02-07 07:00 | 646.61
2024-02-07 08:00 | 649.07
2024-02-07 09:00 | 638.1
2024-02-07 10:00 | 605.58
2024-02-07 11:00 | 582
2024-02-07 12:00 | 565.66
2024-02-07 13:00 | 584.09
2024-02-07 14:00 | 576.85
2024-02-07 15:00 | 647.13
2024-02-07 16:00 | 725.92
2024-02-07 17:00 | 895.64
2024-02-07 18:00 | 1016.28
2024-02-07 19:00 | 818.43
2024-02-07 20:00 | 745.39
2024-02-07 21:00 | 653.92
2024-02-07 22:00 | 623.93
2024-02-07 23:00 | 590.95
2024-02-08 | 549.79
2024-02-08 01:00 | 546.06
2024-02-08 02:00 | 538.22
2024-02-08 03:00 | 530.99
2024-02-08 04:00 | 529.27
2024-02-08 05:00 | 566.79
2024-02-08 06:00 | 649.6
2024-02-08 07:00 | 820.58
2024-02-08 08:00 | 993.27
2024-02-08 09:00 | 847.06
2024-02-08 10:00 | 729.49
2024-02-08 11:00 | 685.33
2024-02-08 12:00 | 666.76
2024-02-08 13:00 | 678.69
2024-02-08 14:00 | 707.93
2024-02-08 15:00 | 704.05
2024-02-08 16:00 | 693.84
2024-02-08 17:00 | 768.36
2024-02-08 18:00 | 706.22
2024-02-08 19:00 | 641.99
2024-02-08 20:00 | 620.65
2024-02-08 21:00 | 601.33
2024-02-08 22:00 | 563.96
2024-02-08 23:00 | 492.2
2024-02-09 | 450.56
2024-02-09 01:00 | 436.99
2024-02-09 02:00 | 415.59
2024-02-09 03:00 | 384.8
2024-02-09 04:00 | 372.49
2024-02-09 05:00 | 383.3
2024-02-09 06:00 | 391.95
2024-02-09 07:00 | 469.87
2024-02-09 08:00 | 463.68
2024-02-09 09:00 | 475.38
2024-02-09 10:00 | 487.69
2024-02-09 11:00 | 487.24
2024-02-09 12:00 | 475.98
2024-02-09 13:00 | 468.9
2024-02-09 14:00 | 512.07
2024-02-09 15:00 | 507.67
2024-02-09 16:00 | 512.59
2024-02-09 17:00 | 553.37
2024-02-09 18:00 | 566.2
2024-02-09 19:00 | 528.92
2024-02-09 20:00 | 501.4
2024-02-09 21:00 | 493.2
2024-02-09 22:00 | 484.33
2024-02-09 23:00 | 471.8
2024-02-10 | 455.73
2024-02-10 01:00 | 462.36
2024-02-10 02:00 | 464.67
2024-02-10 03:00 | 464.6
2024-02-10 04:00 | 464.75
2024-02-10 05:00 | 472.2
2024-02-10 06:00 | 466.91
2024-02-10 07:00 | 471.53
2024-02-10 08:00 | 482.56
2024-02-10 09:00 | 489.87
2024-02-10 10:00 | 502.91
2024-02-10 11:00 | 501.42
2024-02-10 12:00 | 493.29
2024-02-10 13:00 | 485.39
2024-02-10 14:00 | 498.74
2024-02-10 15:00 | 506.93
2024-02-10 16:00 | 513.72
2024-02-10 17:00 | 658.92
2024-02-10 18:00 | 635.59
2024-02-10 19:00 | 514.76
2024-02-10 20:00 | 486.59
2024-02-10 21:00 | 478.39
2024-02-10 22:00 | 472.42
2024-02-10 23:00 | 461.62
2024-02-11 | 413.61
2024-02-11 01:00 | 400.12
2024-02-11 02:00 | 392.14
2024-02-11 03:00 | 349.12
2024-02-11 04:00 | 325.34
2024-02-11 05:00 | 344.8
2024-02-11 06:00 | 366.72
2024-02-11 07:00 | 396.32
2024-02-11 08:00 | 410.48
2024-02-11 09:00 | 432.17
2024-02-11 10:00 | 455.96
2024-02-11 11:00 | 476.91
2024-02-11 12:00 | 470.05
2024-02-11 13:00 | 460.21
2024-02-11 14:00 | 472.13
2024-02-11 15:00 | 492.19
2024-02-11 16:00 | 527
2024-02-11 17:00 | 584.04
2024-02-11 18:00 | 600.74
2024-02-11 19:00 | 558.76
2024-02-11 20:00 | 570.99
2024-02-11 21:00 | 521.34
2024-02-11 22:00 | 505.91
2024-02-11 23:00 | 476.23
2024-02-12 | 479.74
2024-02-12 01:00 | 459.16
2024-02-12 02:00 | 452.15
2024-02-12 03:00 | 442.76
2024-02-12 04:00 | 441.42
2024-02-12 05:00 | 484.58
2024-02-12 06:00 | 566.59
2024-02-12 07:00 | 636.74
2024-02-12 08:00 | 775.33
2024-02-12 09:00 | 719.42
2024-02-12 10:00 | 637.19
2024-02-12 11:00 | 590
2024-02-12 12:00 | 502.25
2024-02-12 13:00 | 475.27
2024-02-12 14:00 | 476.76
2024-02-12 15:00 | 495.02
2024-02-12 16:00 | 584.63
2024-02-12 17:00 | 700.04
2024-02-12 18:00 | 715.69
2024-02-12 19:00 | 664.1
2024-02-12 20:00 | 590.07
2024-02-12 21:00 | 533.34
2024-02-12 22:00 | 489.43
2024-02-12 23:00 | 460.21
2024-02-13 | 494.34
2024-02-13 01:00 | 487.33
2024-02-13 02:00 | 472.72
2024-02-13 03:00 | 450.95
2024-02-13 04:00 | 447.75
2024-02-13 05:00 | 467.43
2024-02-13 06:00 | 493.15
2024-02-13 07:00 | 564.19
2024-02-13 08:00 | 661.63
2024-02-13 09:00 | 558.83
2024-02-13 10:00 | 515.96
2024-02-13 11:00 | 476.15
2024-02-13 12:00 | 451.25
2024-02-13 13:00 | 449.24
2024-02-13 14:00 | 470.41
2024-02-13 15:00 | 527.07
2024-02-13 16:00 | 580.89
2024-02-13 17:00 | 707.7
2024-02-13 18:00 | 741.92
2024-02-13 19:00 | 678.33
2024-02-13 20:00 | 581.26
2024-02-13 21:00 | 535.71
2024-02-13 22:00 | 509.85
2024-02-13 23:00 | 482.64
2024-02-14 | 451.99
2024-02-14 01:00 | 442.37
2024-02-14 02:00 | 415.69
2024-02-14 03:00 | 408.45
2024-02-14 04:00 | 410.47
2024-02-14 05:00 | 435.59
2024-02-14 06:00 | 471.37
2024-02-14 07:00 | 542.27
2024-02-14 08:00 | 594.38
2024-02-14 09:00 | 519.23
2024-02-14 10:00 | 476.07
2024-02-14 11:00 | 471.82
2024-02-14 12:00 | 466.9
2024-02-14 13:00 | 475.77
2024-02-14 14:00 | 514.61
2024-02-14 15:00 | 538.47
2024-02-14 16:00 | 585.51
2024-02-14 17:00 | 618.53
2024-02-14 18:00 | 652.9
2024-02-14 19:00 | 629.72
2024-02-14 20:00 | 570.15
2024-02-14 21:00 | 519.46
2024-02-14 22:00 | 508.42
2024-02-14 23:00 | 475.62
2024-02-15 | 459.97
2024-02-15 01:00 | 455.64
2024-02-15 02:00 | 449.46
2024-02-15 03:00 | 445.36
2024-02-15 04:00 | 461.68
2024-02-15 05:00 | 480.61
2024-02-15 06:00 | 538.23
2024-02-15 07:00 | 608
2024-02-15 08:00 | 616.2
2024-02-15 09:00 | 587.05
2024-02-15 10:00 | 552.91
2024-02-15 11:00 | 521.46
2024-02-15 12:00 | 496.64
2024-02-15 13:00 | 493.36
2024-02-15 14:00 | 521.09
2024-02-15 15:00 | 559.4
2024-02-15 16:00 | 586.83
2024-02-15 17:00 | 632.74
2024-02-15 18:00 | 647.8
2024-02-15 19:00 | 563.57
2024-02-15 20:00 | 518.48
2024-02-15 21:00 | 467.2
2024-02-15 22:00 | 467.05
2024-02-15 23:00 | 439.1
2024-02-16 | 385.85
2024-02-16 01:00 | 380.78
2024-02-16 02:00 | 372.13
2024-02-16 03:00 | 363.85
2024-02-16 04:00 | 383.01
2024-02-16 05:00 | 399.04
2024-02-16 06:00 | 414.92
2024-02-16 07:00 | 457.63
2024-02-16 08:00 | 470.6
2024-02-16 09:00 | 455.69
2024-02-16 10:00 | 405.3
2024-02-16 11:00 | 395.09
2024-02-16 12:00 | 390.09
2024-02-16 13:00 | 389.95
2024-02-16 14:00 | 400.9
2024-02-16 15:00 | 439.67
2024-02-16 16:00 | 433.7
2024-02-16 17:00 | 440.49
2024-02-16 18:00 | 432.36
2024-02-16 19:00 | 421.78
2024-02-16 20:00 | 407.76
2024-02-16 21:00 | 406.2
2024-02-16 22:00 | 399.71
2024-02-16 23:00 | 399.49
2024-02-17 | 383.26
2024-02-17 01:00 | 361.86
2024-02-17 02:00 | 374.99
2024-02-17 03:00 | 382.89
2024-02-17 04:00 | 394.22
2024-02-17 05:00 | 400.78
2024-02-17 06:00 | 403.61
2024-02-17 07:00 | 424.19
2024-02-17 08:00 | 479.13
2024-02-17 09:00 | 471.83
2024-02-17 10:00 | 462.36
2024-02-17 11:00 | 452.44
2024-02-17 12:00 | 434.33
2024-02-17 13:00 | 411.89
2024-02-17 14:00 | 440.51
2024-02-17 15:00 | 500.01
2024-02-17 16:00 | 545.85
2024-02-17 17:00 | 655.52
2024-02-17 18:00 | 820.5
2024-02-17 19:00 | 673.04
2024-02-17 20:00 | 603.33
2024-02-17 21:00 | 555.92
2024-02-17 22:00 | 540.04
2024-02-17 23:00 | 515.21
2024-02-18 | 465.03
2024-02-18 01:00 | 408.6
2024-02-18 02:00 | 383.47
2024-02-18 03:00 | 375.12
2024-02-18 04:00 | 374.15
2024-02-18 05:00 | 361.33
2024-02-18 06:00 | 343.07
2024-02-18 07:00 | 365.06
2024-02-18 08:00 | 352.46
2024-02-18 09:00 | 320.78
2024-02-18 10:00 | 301.55
2024-02-18 11:00 | 305.65
2024-02-18 12:00 | 298.94
2024-02-18 13:00 | 297.3
2024-02-18 14:00 | 319.59
2024-02-18 15:00 | 404.72
2024-02-18 16:00 | 468.68
2024-02-18 17:00 | 536.74
2024-02-18 18:00 | 549.12
2024-02-18 19:00 | 526.23
2024-02-18 20:00 | 482.4
2024-02-18 21:00 | 446.02
2024-02-18 22:00 | 427.38
2024-02-18 23:00 | 402.11
2024-02-19 | 328.01
2024-02-19 01:00 | 320.85
2024-02-19 02:00 | 329.58
2024-02-19 03:00 | 327.34
2024-02-19 04:00 | 334.87
2024-02-19 05:00 | 384.44
2024-02-19 06:00 | 511.4
2024-02-19 07:00 | 589.6
2024-02-19 08:00 | 625.01
2024-02-19 09:00 | 559.33
2024-02-19 10:00 | 528.02
2024-02-19 11:00 | 515.35
2024-02-19 12:00 | 465.7
2024-02-19 13:00 | 447.36
2024-02-19 14:00 | 479.94
2024-02-19 15:00 | 496.49
2024-02-19 16:00 | 520.27
2024-02-19 17:00 | 568.43
2024-02-19 18:00 | 727.96
2024-02-19 19:00 | 596.23
2024-02-19 20:00 | 513.78
2024-02-19 21:00 | 418.59
2024-02-19 22:00 | 398.61
2024-02-19 23:00 | 400.84
2024-02-20 | 432.81
2024-02-20 01:00 | 403.66
2024-02-20 02:00 | 400.98
2024-02-20 03:00 | 397.85
2024-02-20 04:00 | 385.55
2024-02-20 05:00 | 390.24
2024-02-20 06:00 | 496.39
2024-02-20 07:00 | 641.61
2024-02-20 08:00 | 668.14
2024-02-20 09:00 | 585.55
2024-02-20 10:00 | 520.62
2024-02-20 11:00 | 453.83
2024-02-20 12:00 | 398.96
2024-02-20 13:00 | 383.31
2024-02-20 14:00 | 386.07
2024-02-20 15:00 | 408.58
2024-02-20 16:00 | 429.38
2024-02-20 17:00 | 512.64
2024-02-20 18:00 | 503.1
2024-02-20 19:00 | 414.84
2024-02-20 20:00 | 391.88
2024-02-20 21:00 | 384.2
2024-02-20 22:00 | 365.72
2024-02-20 23:00 | 369.82
2024-02-21 | 362.13
2024-02-21 01:00 | 349.68
2024-02-21 02:00 | 349.16
2024-02-21 03:00 | 333.73
2024-02-21 04:00 | 332.91
2024-02-21 05:00 | 343.27
2024-02-21 06:00 | 367.65
2024-02-21 07:00 | 397.99
2024-02-21 08:00 | 412.23
2024-02-21 09:00 | 443.61
2024-02-21 10:00 | 426.54
2024-02-21 11:00 | 426.98
2024-02-21 12:00 | 395.15
2024-02-21 13:00 | 381.74
2024-02-21 14:00 | 400.75
2024-02-21 15:00 | 382.48
2024-02-21 16:00 | 409.47
2024-02-21 17:00 | 427.95
2024-02-21 18:00 | 481.7
2024-02-21 19:00 | 402.24
2024-02-21 20:00 | 379.13
2024-02-21 21:00 | 342.75
2024-02-21 22:00 | 310.92
2024-02-21 23:00 | 262.54
2024-02-22 | 227.12
2024-02-22 01:00 | 204.39
2024-02-22 02:00 | 201.78
2024-02-22 03:00 | 208.34
2024-02-22 04:00 | 275.8
2024-02-22 05:00 | 357.12
2024-02-22 06:00 | 470.12
2024-02-22 07:00 | 559.04
2024-02-22 08:00 | 610.55
2024-02-22 09:00 | 551.59
2024-02-22 10:00 | 517.6
2024-02-22 11:00 | 501.28
2024-02-22 12:00 | 444.03
2024-02-22 13:00 | 428.38
2024-02-22 14:00 | 420.4
2024-02-22 15:00 | 470.34
2024-02-22 16:00 | 454.17
2024-02-22 17:00 | 460.35
2024-02-22 18:00 | 446.56
2024-02-22 19:00 | 390.73
2024-02-22 20:00 | 316.42
2024-02-22 21:00 | 182.47
2024-02-22 22:00 | 89.89
2024-02-22 23:00 | 14.54
2024-02-23 | 68.8
2024-02-23 01:00 | 11.18
2024-02-23 02:00 | 8.87
2024-02-23 03:00 | 0.75
2024-02-23 04:00 | 2.98
2024-02-23 05:00 | 8.42
2024-02-23 06:00 | 295.77
2024-02-23 07:00 | 425.32
2024-02-23 08:00 | 387.3
2024-02-23 09:00 | 376.42
2024-02-23 10:00 | 347.65
2024-02-23 11:00 | 310.45
2024-02-23 12:00 | 276.54
2024-02-23 13:00 | 250.45
2024-02-23 14:00 | 291.3
2024-02-23 15:00 | 362.03
2024-02-23 16:00 | 372.62
2024-02-23 17:00 | 397.14
2024-02-23 18:00 | 425.02
2024-02-23 19:00 | 411.53
2024-02-23 20:00 | 408.54
2024-02-23 21:00 | 396.25
2024-02-23 22:00 | 402.88
2024-02-23 23:00 | 426.66
2024-02-24 | 495.46
2024-02-24 01:00 | 476.3
2024-02-24 02:00 | 443.51
2024-02-24 03:00 | 411.45
2024-02-24 04:00 | 412.87
2024-02-24 05:00 | 425.62
2024-02-24 06:00 | 459.68
2024-02-24 07:00 | 492.78
2024-02-24 08:00 | 480.03
2024-02-24 09:00 | 429.34
2024-02-24 10:00 | 366.43
2024-02-24 11:00 | 341.69
2024-02-24 12:00 | 300.54
2024-02-24 13:00 | 240.16
2024-02-24 14:00 | 280.27
2024-02-24 15:00 | 335.42
2024-02-24 16:00 | 417.04
2024-02-24 17:00 | 534.22
2024-02-24 18:00 | 596.31
2024-02-24 19:00 | 552.56
2024-02-24 20:00 | 485.77
2024-02-24 21:00 | 446.79
2024-02-24 22:00 | 417.42
2024-02-24 23:00 | 389.09
2024-02-25 | 421.7
2024-02-25 01:00 | 413.28
2024-02-25 02:00 | 412.83
2024-02-25 03:00 | 409.18
2024-02-25 04:00 | 411.41
2024-02-25 05:00 | 410.52
2024-02-25 06:00 | 422.74
2024-02-25 07:00 | 446.67
2024-02-25 08:00 | 459.05
2024-02-25 09:00 | 460.84
2024-02-25 10:00 | 419.76
2024-02-25 11:00 | 403.44
2024-02-25 12:00 | 372.72
2024-02-25 13:00 | 343.13
2024-02-25 14:00 | 371.53
2024-02-25 15:00 | 410
2024-02-25 16:00 | 505.41
2024-02-25 17:00 | 612.68
2024-02-25 18:00 | 698.41
2024-02-25 19:00 | 590.25
2024-02-25 20:00 | 521.74
2024-02-25 21:00 | 491.4
2024-02-25 22:00 | 486.26
2024-02-25 23:00 | 435.19
2024-02-26 | 431.09
2024-02-26 01:00 | 423.56
2024-02-26 02:00 | 415.22
2024-02-26 03:00 | 386.14
2024-02-26 04:00 | 397.32
2024-02-26 05:00 | 431.76
2024-02-26 06:00 | 521.96
2024-02-26 07:00 | 595.61
2024-02-26 08:00 | 608.29
2024-02-26 09:00 | 550.36
2024-02-26 10:00 | 496.84
2024-02-26 11:00 | 484.77
2024-02-26 12:00 | 435.49
2024-02-26 13:00 | 433.78
2024-02-26 14:00 | 456.89
2024-02-26 15:00 | 484.17
2024-02-26 16:00 | 521.74
2024-02-26 17:00 | 574
2024-02-26 18:00 | 636.02
2024-02-26 19:00 | 603.89
2024-02-26 20:00 | 538.29
2024-02-26 21:00 | 489.69
2024-02-26 22:00 | 486.11
2024-02-26 23:00 | 452.93
2024-02-27 | 429.52
2024-02-27 01:00 | 429
2024-02-27 02:00 | 427.51
2024-02-27 03:00 | 423.93
2024-02-27 04:00 | 427.51
2024-02-27 05:00 | 470.37
2024-02-27 06:00 | 553.93
2024-02-27 07:00 | 712.86
2024-02-27 08:00 | 713.98
2024-02-27 09:00 | 602.39
2024-02-27 10:00 | 512.19
2024-02-27 11:00 | 484.01
2024-02-27 12:00 | 441.75
2024-02-27 13:00 | 441.67
2024-02-27 14:00 | 482.37
2024-02-27 15:00 | 537.16
2024-02-27 16:00 | 595.01
2024-02-27 17:00 | 730.68
2024-02-27 18:00 | 833.4
2024-02-27 19:00 | 783.98
2024-02-27 20:00 | 628.85
2024-02-27 21:00 | 539.47
2024-02-27 22:00 | 523.82
2024-02-27 23:00 | 484.31
2024-02-28 | 449.97
2024-02-28 01:00 | 442.81
2024-02-28 02:00 | 457.27
2024-02-28 03:00 | 473.08
2024-02-28 04:00 | 475.16
2024-02-28 05:00 | 502.75
2024-02-28 06:00 | 553.88
2024-02-28 07:00 | 737.2
2024-02-28 08:00 | 774.02
2024-02-28 09:00 | 637.08
2024-02-28 10:00 | 551.57
2024-02-28 11:00 | 503.57
2024-02-28 12:00 | 470.39
2024-02-28 13:00 | 431.63
2024-02-28 14:00 | 436.1
2024-02-28 15:00 | 439.01
2024-02-28 16:00 | 548.44
2024-02-28 17:00 | 521.83
2024-02-28 18:00 | 669.43
2024-02-28 19:00 | 583.63
2024-02-28 20:00 | 487.84
2024-02-28 21:00 | 389.66
2024-02-28 22:00 | 371.92
2024-02-28 23:00 | 353.06
2024-02-29 | 386.33
2024-02-29 01:00 | 378.06
2024-02-29 02:00 | 348.09
2024-02-29 03:00 | 335.95
2024-02-29 04:00 | 305.61
2024-02-29 05:00 | 317.83
2024-02-29 06:00 | 350.85
2024-02-29 07:00 | 352.12
2024-02-29 08:00 | 366.8
2024-02-29 09:00 | 370.75
2024-02-29 10:00 | 372.69
2024-02-29 11:00 | 382.9
2024-02-29 12:00 | 379.33
2024-02-29 13:00 | 377.16
2024-02-29 14:00 | 367.92
2024-02-29 15:00 | 372.02
2024-02-29 16:00 | 355.62
2024-02-29 17:00 | 466.69
2024-02-29 18:00 | 461.17
2024-02-29 19:00 | 402.51
2024-02-29 20:00 | 391.85
2024-02-29 21:00 | 384.47
2024-02-29 22:00 | 380.89
2024-02-29 23:00 | 375.3
2024-03-01 | 378.73
2024-03-01 01:00 | 383.95
2024-03-01 02:00 | 387.23
2024-03-01 03:00 | 386.93
2024-03-01 04:00 | 387.83
2024-03-01 05:00 | 391.48
2024-03-01 06:00 | 405.94
2024-03-01 07:00 | 438.66
2024-03-01 08:00 | 446.79
2024-03-01 09:00 | 446.86
2024-03-01 10:00 | 446.79
2024-03-01 11:00 | 432.18
2024-03-01 12:00 | 403.33
2024-03-01 13:00 | 421.89
2024-03-01 14:00 | 497.33
2024-03-01 15:00 | 538.25
2024-03-01 16:00 | 583.49
2024-03-01 17:00 | 666.38
2024-03-01 18:00 | 698.66
2024-03-01 19:00 | 649.91
2024-03-01 20:00 | 577.61
2024-03-01 21:00 | 533.85
2024-03-01 22:00 | 522.22
2024-03-01 23:00 | 494.87
2024-03-02 | 446.87
2024-03-02 01:00 | 417.65
2024-03-02 02:00 | 417.57
2024-03-02 03:00 | 413.55
2024-03-02 04:00 | 409.08
2024-03-02 05:00 | 417.35
2024-03-02 06:00 | 421.75
2024-03-02 07:00 | 438.3
2024-03-02 08:00 | 445.38
2024-03-02 09:00 | 490.1
2024-03-02 10:00 | 450.52
2024-03-02 11:00 | 441.13
2024-03-02 12:00 | 416.16
2024-03-02 13:00 | 409.22
2024-03-02 14:00 | 446.2
2024-03-02 15:00 | 492.56
2024-03-02 16:00 | 544.14
2024-03-02 17:00 | 601.02
2024-03-02 18:00 | 697.69
2024-03-02 19:00 | 670.11
2024-03-02 20:00 | 573.81
2024-03-02 21:00 | 520.36
2024-03-02 22:00 | 454.25
2024-03-02 23:00 | 409.9
2024-03-03 | 406.25
2024-03-03 01:00 | 399.76
2024-03-03 02:00 | 401.03
2024-03-03 03:00 | 414.37
2024-03-03 04:00 | 412.29
2024-03-03 05:00 | 416.09
2024-03-03 06:00 | 417.43
2024-03-03 07:00 | 423.99
2024-03-03 08:00 | 408.26
2024-03-03 09:00 | 402.45
2024-03-03 10:00 | 387.69
2024-03-03 11:00 | 368.68
2024-03-03 12:00 | 354.14
2024-03-03 13:00 | 316.87
2024-03-03 14:00 | 349.15
2024-03-03 15:00 | 403.49
2024-03-03 16:00 | 449.33
2024-03-03 17:00 | 563.38
2024-03-03 18:00 | 628.83
2024-03-03 19:00 | 593.57
2024-03-03 20:00 | 597.89
2024-03-03 21:00 | 559.06
2024-03-03 22:00 | 463.27
2024-03-03 23:00 | 539.83
2024-03-04 | 515.3
2024-03-04 01:00 | 506.13
2024-03-04 02:00 | 502.48
2024-03-04 03:00 | 493.61
2024-03-04 04:00 | 488.92
2024-03-04 05:00 | 527.97
2024-03-04 06:00 | 605.12
2024-03-04 07:00 | 720.59
2024-03-04 08:00 | 767.55
2024-03-04 09:00 | 633.75
2024-03-04 10:00 | 530.96
2024-03-04 11:00 | 459.99
2024-03-04 12:00 | 454.85
2024-03-04 13:00 | 454.55
2024-03-04 14:00 | 457.53
2024-03-04 15:00 | 446.28
2024-03-04 16:00 | 450.38
2024-03-04 17:00 | 582.02
2024-03-04 18:00 | 555.26
2024-03-04 19:00 | 482.28
2024-03-04 20:00 | 467.07
2024-03-04 21:00 | 454.78
2024-03-04 22:00 | 447.1
2024-03-04 23:00 | 444.26
2024-03-05 | 418.97
2024-03-05 01:00 | 420.98
2024-03-05 02:00 | 420.83
2024-03-05 03:00 | 420.09
2024-03-05 04:00 | 420.91
2024-03-05 05:00 | 427.76
2024-03-05 06:00 | 435.14
2024-03-05 07:00 | 449.45
2024-03-05 08:00 | 456.46
2024-03-05 09:00 | 444.54
2024-03-05 10:00 | 441.11
2024-03-05 11:00 | 441.4
2024-03-05 12:00 | 436.86
2024-03-05 13:00 | 436.71
2024-03-05 14:00 | 440.21
2024-03-05 15:00 | 444.61
2024-03-05 16:00 | 452.36
2024-03-05 17:00 | 550.53
2024-03-05 18:00 | 778.01
2024-03-05 19:00 | 720.02
2024-03-05 20:00 | 584.51
2024-03-05 21:00 | 544.64
2024-03-05 22:00 | 491.94
2024-03-05 23:00 | 521.75
2024-03-06 | 529.23
2024-03-06 01:00 | 527
2024-03-06 02:00 | 525.21
2024-03-06 03:00 | 519.84
2024-03-06 04:00 | 525.21
2024-03-06 05:00 | 550.92
2024-03-06 06:00 | 625.98
2024-03-06 07:00 | 794.89
2024-03-06 08:00 | 810.25
2024-03-06 09:00 | 650.06
2024-03-06 10:00 | 565.91
2024-03-06 11:00 | 536.83
2024-03-06 12:00 | 516.93
2024-03-06 13:00 | 516.49
2024-03-06 14:00 | 526.55
2024-03-06 15:00 | 538.62
2024-03-06 16:00 | 604.22
2024-03-06 17:00 | 745.4
2024-03-06 18:00 | 891.35
2024-03-06 19:00 | 888.89
2024-03-06 20:00 | 696.2
2024-03-06 21:00 | 597.44
2024-03-06 22:00 | 581.26
2024-03-06 23:00 | 554.13
2024-03-07 | 546.58
2024-03-07 01:00 | 539.05
2024-03-07 02:00 | 524.29
2024-03-07 03:00 | 512.14
2024-03-07 04:00 | 520.94
2024-03-07 05:00 | 545.09
2024-03-07 06:00 | 628.12
2024-03-07 07:00 | 769.22
2024-03-07 08:00 | 720.77
2024-03-07 09:00 | 589.51
2024-03-07 10:00 | 531.52
2024-03-07 11:00 | 493.14
2024-03-07 12:00 | 459.82
2024-03-07 13:00 | 449.16
2024-03-07 14:00 | 472.04
2024-03-07 15:00 | 492.24
2024-03-07 16:00 | 521.16
2024-03-07 17:00 | 664.87
2024-03-07 18:00 | 787.93
2024-03-07 19:00 | 673.07
2024-03-07 20:00 | 614.85
2024-03-07 21:00 | 546.73
2024-03-07 22:00 | 546.5
2024-03-07 23:00 | 504.76
2024-03-08 | 510.27
2024-03-08 01:00 | 499.16
2024-03-08 02:00 | 499.53
2024-03-08 03:00 | 491.93
2024-03-08 04:00 | 494.24
2024-03-08 05:00 | 500.28
2024-03-08 06:00 | 618.06
2024-03-08 07:00 | 708.63
2024-03-08 08:00 | 662.64
2024-03-08 09:00 | 554.32
2024-03-08 10:00 | 429.31
2024-03-08 11:00 | 388.16
2024-03-08 12:00 | 392.11
2024-03-08 13:00 | 382.2
2024-03-08 14:00 | 371.24
2024-03-08 15:00 | 300.05
2024-03-08 16:00 | 415.52
2024-03-08 17:00 | 536.58
2024-03-08 18:00 | 624.4
2024-03-08 19:00 | 596.22
2024-03-08 20:00 | 530.62
2024-03-08 21:00 | 483.8
2024-03-08 22:00 | 482.98
2024-03-08 23:00 | 446.46
2024-03-09 | 421.65
2024-03-09 01:00 | 409.35
2024-03-09 02:00 | 400.48
2024-03-09 03:00 | 391.83
2024-03-09 04:00 | 362.31
2024-03-09 05:00 | 356.27
2024-03-09 06:00 | 376.25
2024-03-09 07:00 | 395.55
2024-03-09 08:00 | 395.55
2024-03-09 09:00 | 358.73
2024-03-09 10:00 | 245.56
2024-03-09 11:00 | 1.49
2024-03-09 12:00 | -8.57
2024-03-09 13:00 | -18.34
2024-03-09 14:00 | -0.3
2024-03-09 15:00 | 210.15
2024-03-09 16:00 | 392.42
2024-03-09 17:00 | 457.65
2024-03-09 18:00 | 462.65
2024-03-09 19:00 | 448.48
2024-03-09 20:00 | 426.72
2024-03-09 21:00 | 424.18
2024-03-09 22:00 | 414.64
2024-03-09 23:00 | 405.32
2024-03-10 | 362.66
2024-03-10 01:00 | 343.35
2024-03-10 02:00 | 305.49
2024-03-10 03:00 | 265.01
2024-03-10 04:00 | 241.45
2024-03-10 05:00 | 240.63
2024-03-10 06:00 | 252.78
2024-03-10 07:00 | 294.38
2024-03-10 08:00 | 259.57
2024-03-10 09:00 | 188.23
2024-03-10 10:00 | 17.52
2024-03-10 11:00 | -0.3
2024-03-10 12:00 | 0
2024-03-10 13:00 | 0
2024-03-10 14:00 | -0.15
2024-03-10 15:00 | 107.42
2024-03-10 16:00 | 357.52
2024-03-10 17:00 | 417.23
2024-03-10 18:00 | 429.68
2024-03-10 19:00 | 422.07
2024-03-10 20:00 | 400.01
2024-03-10 21:00 | 398.07
2024-03-10 22:00 | 395.68
2024-03-10 23:00 | 388.01
2024-03-11 | 364.75
2024-03-11 01:00 | 367.73
2024-03-11 02:00 | 374.29
2024-03-11 03:00 | 367.36
2024-03-11 04:00 | 372.65
2024-03-11 05:00 | 409.62
2024-03-11 06:00 | 420.73
2024-03-11 07:00 | 464.19
2024-03-11 08:00 | 482.98
2024-03-11 09:00 | 468.52
2024-03-11 10:00 | 461.43
2024-03-11 11:00 | 450.55
2024-03-11 12:00 | 438.7
2024-03-11 13:00 | 439.22
2024-03-11 14:00 | 437.73
2024-03-11 15:00 | 446.9
2024-03-11 16:00 | 459.27
2024-03-11 17:00 | 486.93
2024-03-11 18:00 | 560.5
2024-03-11 19:00 | 537.47
2024-03-11 20:00 | 515.85
2024-03-11 21:00 | 503.55
2024-03-11 22:00 | 482.23
2024-03-11 23:00 | 490.28
2024-03-12 | 515.81
2024-03-12 01:00 | 488.75
2024-03-12 02:00 | 495.83
2024-03-12 03:00 | 486.06
2024-03-12 04:00 | 491.73
2024-03-12 05:00 | 532.06
2024-03-12 06:00 | 649.03
2024-03-12 07:00 | 719.78
2024-03-12 08:00 | 751.31
2024-03-12 09:00 | 699.35
2024-03-12 10:00 | 636.8
2024-03-12 11:00 | 601.47
2024-03-12 12:00 | 584.77
2024-03-12 13:00 | 583.43
2024-03-12 14:00 | 589.09
2024-03-12 15:00 | 643.66
2024-03-12 16:00 | 757.5
2024-03-12 17:00 | 842.86
2024-03-12 18:00 | 1005.83
2024-03-12 19:00 | 928.67
2024-03-12 20:00 | 726.71
2024-03-12 21:00 | 623.46
2024-03-12 22:00 | 588.42
2024-03-12 23:00 | 524.31
2024-03-13 | 476.73
2024-03-13 01:00 | 464.58
2024-03-13 02:00 | 460.77
2024-03-13 03:00 | 454.06
2024-03-13 04:00 | 446.46
2024-03-13 05:00 | 464.58
2024-03-13 06:00 | 576.58
2024-03-13 07:00 | 570.25
2024-03-13 08:00 | 669.65
2024-03-13 09:00 | 573.08
2024-03-13 10:00 | 502.46
2024-03-13 11:00 | 468.31
2024-03-13 12:00 | 460.03
2024-03-13 13:00 | 443.03
2024-03-13 14:00 | 437.28
2024-03-13 15:00 | 427.29
2024-03-13 16:00 | 453.39
2024-03-13 17:00 | 493.06
2024-03-13 18:00 | 538.48
2024-03-13 19:00 | 486.13
2024-03-13 20:00 | 384.41
2024-03-13 21:00 | 406.86
2024-03-13 22:00 | 400.97
2024-03-13 23:00 | 386.13
2024-03-14 | 386.42
2024-03-14 01:00 | 376.2
2024-03-14 02:00 | 370.09
2024-03-14 03:00 | 366.36
2024-03-14 04:00 | 378.14
2024-03-14 05:00 | 384.26
2024-03-14 06:00 | 421.32
2024-03-14 07:00 | 431.91
2024-03-14 08:00 | 444.81
2024-03-14 09:00 | 431.68
2024-03-14 10:00 | 390.89
2024-03-14 11:00 | 371.65
2024-03-14 12:00 | 370.68
2024-03-14 13:00 | 350.18
2024-03-14 14:00 | 355.92
2024-03-14 15:00 | 400.29
2024-03-14 16:00 | 416.4
2024-03-14 17:00 | 505.66
2024-03-14 18:00 | 500.21
2024-03-14 19:00 | 434.37
2024-03-14 20:00 | 417.51
2024-03-14 21:00 | 411.18
2024-03-14 22:00 | 406.03
2024-03-14 23:00 | 385.23
2024-03-15 | 357.09
2024-03-15 01:00 | 347.32
2024-03-15 02:00 | 339.79
2024-03-15 03:00 | 327.71
2024-03-15 04:00 | 329.5
2024-03-15 05:00 | 323.31
2024-03-15 06:00 | 360.15
2024-03-15 07:00 | 430.61
2024-03-15 08:00 | 476.69
2024-03-15 09:00 | 401.16
2024-03-15 10:00 | 347.17
2024-03-15 11:00 | 292.81
2024-03-15 12:00 | 285.88
2024-03-15 13:00 | 274.92
2024-03-15 14:00 | 335.02
2024-03-15 15:00 | 375.13
2024-03-15 16:00 | 406.6
2024-03-15 17:00 | 450.97
2024-03-15 18:00 | 436.28
2024-03-15 19:00 | 426.51
2024-03-15 20:00 | 416.22
2024-03-15 21:00 | 385.57
2024-03-15 22:00 | 374.02
2024-03-15 23:00 | 367.83
2024-03-16 | 329
2024-03-16 01:00 | 313.27
2024-03-16 02:00 | 303.42
2024-03-16 03:00 | 289.93
2024-03-16 04:00 | 288.36
2024-03-16 05:00 | 300.81
2024-03-16 06:00 | 352.41
2024-03-16 07:00 | 368.22
2024-03-16 08:00 | 352.34
2024-03-16 09:00 | 348.69
2024-03-16 10:00 | 334.67
2024-03-16 11:00 | 310.36
2024-03-16 12:00 | 273.67
2024-03-16 13:00 | 156.74
2024-03-16 14:00 | 81.95
2024-03-16 15:00 | 231.24
2024-03-16 16:00 | 350.33
2024-03-16 17:00 | 371.43
2024-03-16 18:00 | 399.39
2024-03-16 19:00 | 389.33
2024-03-16 20:00 | 389.33
2024-03-16 21:00 | 400.73
2024-03-16 22:00 | 389.92
2024-03-16 23:00 | 422.21
2024-03-17 | 484.67
2024-03-17 01:00 | 451.11
2024-03-17 02:00 | 416.36
2024-03-17 03:00 | 428.59
2024-03-17 04:00 | 433.73
2024-03-17 05:00 | 446.71
2024-03-17 06:00 | 448.2
2024-03-17 07:00 | 422.1
2024-03-17 08:00 | 377.2
2024-03-17 09:00 | 351.62
2024-03-17 10:00 | 338.57
2024-03-17 11:00 | 342.38
2024-03-17 12:00 | 311.8
2024-03-17 13:00 | 299.42
2024-03-17 14:00 | 358.41
2024-03-17 15:00 | 418.52
2024-03-17 16:00 | 535.15
2024-03-17 17:00 | 617.93
2024-03-17 18:00 | 701.83
2024-03-17 19:00 | 658.43
2024-03-17 20:00 | 468.63
2024-03-17 21:00 | 443.35
2024-03-17 22:00 | 425.45
2024-03-17 23:00 | 417.25
2024-03-18 | 418.97
2024-03-18 01:00 | 417.33
2024-03-18 02:00 | 416.28
2024-03-18 03:00 | 415.24
2024-03-18 04:00 | 416.58
2024-03-18 05:00 | 427.02
2024-03-18 06:00 | 442.83
2024-03-18 07:00 | 514.27
2024-03-18 08:00 | 702.2
2024-03-18 09:00 | 602.65
2024-03-18 10:00 | 537.09
2024-03-18 11:00 | 485.04
2024-03-18 12:00 | 469.45
2024-03-18 13:00 | 452.9
2024-03-18 14:00 | 430.67
2024-03-18 15:00 | 484.74
2024-03-18 16:00 | 509.95
2024-03-18 17:00 | 515.24
2024-03-18 18:00 | 555.29
2024-03-18 19:00 | 709.66
2024-03-18 20:00 | 729.95
2024-03-18 21:00 | 594.67
2024-03-18 22:00 | 530.98
2024-03-18 23:00 | 425.01
2024-03-19 | 422.9
2024-03-19 01:00 | 415.14
2024-03-19 02:00 | 422.52
2024-03-19 03:00 | 384.27
2024-03-19 04:00 | 398.21
2024-03-19 05:00 | 422
2024-03-19 06:00 | 453.77
2024-03-19 07:00 | 678.9
2024-03-19 08:00 | 714.92
2024-03-19 09:00 | 537.07
2024-03-19 10:00 | 478.38
2024-03-19 11:00 | 428.12
2024-03-19 12:00 | 406.19
2024-03-19 13:00 | 409.85
2024-03-19 14:00 | 419.39
2024-03-19 15:00 | 464.58
2024-03-19 16:00 | 486.66
2024-03-19 17:00 | 676.37
2024-03-19 18:00 | 838.56
2024-03-19 19:00 | 934.09
2024-03-19 20:00 | 800.6
2024-03-19 21:00 | 647.88
2024-03-19 22:00 | 607.76
2024-03-19 23:00 | 567.49
2024-03-20 | 566.81
2024-03-20 01:00 | 547.35
2024-03-20 02:00 | 558.53
2024-03-20 03:00 | 564.5
2024-03-20 04:00 | 569.42
2024-03-20 05:00 | 603.27
2024-03-20 06:00 | 865.02
2024-03-20 07:00 | 866.81
2024-03-20 08:00 | 733.25
2024-03-20 09:00 | 526.69
2024-03-20 10:00 | 492.16
2024-03-20 11:00 | 487.62
2024-03-20 12:00 | 458.09
2024-03-20 13:00 | 476.88
2024-03-20 14:00 | 479.86
2024-03-20 15:00 | 527.81
2024-03-20 16:00 | 649.28
2024-03-20 17:00 | 892.46
2024-03-20 18:00 | 1256.8101
2024-03-20 19:00 | 1186.04
2024-03-20 20:00 | 931.76
2024-03-20 21:00 | 794.32
2024-03-20 22:00 | 716.4
2024-03-20 23:00 | 596.41
2024-03-21 | 568.08
2024-03-21 01:00 | 547.13
2024-03-21 02:00 | 533.56
2024-03-21 03:00 | 520.66
2024-03-21 04:00 | 516.78
2024-03-21 05:00 | 534.97
2024-03-21 06:00 | 604.03
2024-03-21 07:00 | 732.36
2024-03-21 08:00 | 762.79
2024-03-21 09:00 | 596.57
2024-03-21 10:00 | 539.97
2024-03-21 11:00 | 507.31
2024-03-21 12:00 | 482.03
2024-03-21 13:00 | 447.13
2024-03-21 14:00 | 486.5
2024-03-21 15:00 | 482.4
2024-03-21 16:00 | 561.3
2024-03-21 17:00 | 752.42
2024-03-21 18:00 | 948.02
2024-03-21 19:00 | 900
2024-03-21 20:00 | 694.11
2024-03-21 21:00 | 568.76
2024-03-21 22:00 | 501.86
2024-03-21 23:00 | 424.46
2024-03-22 | 148.56
2024-03-22 01:00 | 255.5
2024-03-22 02:00 | 240.44
2024-03-22 03:00 | 215.68
2024-03-22 04:00 | 238.05
2024-03-22 05:00 | 294.95
2024-03-22 06:00 | 316.06
2024-03-22 07:00 | 477.45
2024-03-22 08:00 | 481.55
2024-03-22 09:00 | 420.02
2024-03-22 10:00 | 386.39
2024-03-22 11:00 | 371.77
2024-03-22 12:00 | 371.1
2024-03-22 13:00 | 374.83
2024-03-22 14:00 | 363.57
2024-03-22 15:00 | 371.47
2024-03-22 16:00 | 398.39
2024-03-22 17:00 | 476.85
2024-03-22 18:00 | 452.16
2024-03-22 19:00 | 463.65
2024-03-22 20:00 | 455.6
2024-03-22 21:00 | 451.2
2024-03-22 22:00 | 448.36
2024-03-22 23:00 | 406.52
2024-03-23 | 274.38
2024-03-23 01:00 | 370.51
2024-03-23 02:00 | 380.43
2024-03-23 03:00 | 372.82
2024-03-23 04:00 | 376.18
2024-03-23 05:00 | 364.1
2024-03-23 06:00 | 357.01
2024-03-23 07:00 | 324.27
2024-03-23 08:00 | 281.31
2024-03-23 09:00 | 98.45
2024-03-23 10:00 | 0.15
2024-03-23 11:00 | -0.37
2024-03-23 12:00 | -14.47
2024-03-23 13:00 | -20.43
2024-03-23 14:00 | -20.21
2024-03-23 15:00 | -10.89
2024-03-23 16:00 | 0.52
2024-03-23 17:00 | 356.49
2024-03-23 18:00 | 412.95
2024-03-23 19:00 | 437.34
2024-03-23 20:00 | 394.82
2024-03-23 21:00 | 341.87
2024-03-23 22:00 | 300.41
2024-03-23 23:00 | 211.73
2024-03-24 | 239.41
2024-03-24 01:00 | 99.05
2024-03-24 02:00 | 75.55
2024-03-24 03:00 | 126.79
2024-03-24 04:00 | 148.57
2024-03-24 05:00 | 200.03
2024-03-24 06:00 | 185.71
2024-03-24 07:00 | 269.62
2024-03-24 08:00 | 303.63
2024-03-24 09:00 | 326.53
2024-03-24 10:00 | 313.77
2024-03-24 11:00 | 359.72
2024-03-24 12:00 | 370.16
2024-03-24 13:00 | 360.31
2024-03-24 14:00 | 365.76
2024-03-24 15:00 | 382.09
2024-03-24 16:00 | 393.2
2024-03-24 17:00 | 443.03
2024-03-24 18:00 | 559.38
2024-03-24 19:00 | 558.63
2024-03-24 20:00 | 498.96
2024-03-24 21:00 | 483.08
2024-03-24 22:00 | 479.35
2024-03-24 23:00 | 469.65
2024-03-25 | 466.22
2024-03-25 01:00 | 464.58
2024-03-25 02:00 | 466
2024-03-25 03:00 | 481.14
2024-03-25 04:00 | 499.41
2024-03-25 05:00 | 575.34
2024-03-25 06:00 | 659.54
2024-03-25 07:00 | 849.28
2024-03-25 08:00 | 743.45
2024-03-25 09:00 | 577.5
2024-03-25 10:00 | 522.46
2024-03-25 11:00 | 474.8
2024-03-25 12:00 | 461.3
2024-03-25 13:00 | 471.52
2024-03-25 14:00 | 481.21
2024-03-25 15:00 | 551.69
2024-03-25 16:00 | 604.5
2024-03-25 17:00 | 834.44
2024-03-25 18:00 | 1302.98
2024-03-25 19:00 | 1116.89
2024-03-25 20:00 | 766.2
2024-03-25 21:00 | 614.49
2024-03-25 22:00 | 593.39
2024-03-25 23:00 | 557.44
2024-03-26 | 595.93
2024-03-26 01:00 | 546.71
2024-03-26 02:00 | 513.96
2024-03-26 03:00 | 507.03
2024-03-26 04:00 | 522.61
2024-03-26 05:00 | 539.1
2024-03-26 06:00 | 599.51
2024-03-26 07:00 | 590.71
2024-03-26 08:00 | 537.75
2024-03-26 09:00 | 462.42
2024-03-26 10:00 | 369.19
2024-03-26 11:00 | 368.08
2024-03-26 12:00 | 361.51
2024-03-26 13:00 | 342.64
2024-03-26 14:00 | 276.71
2024-03-26 15:00 | 387.32
2024-03-26 16:00 | 498.97
2024-03-26 17:00 | 496.66
2024-03-26 18:00 | 473.09
2024-03-26 19:00 | 459.74
2024-03-26 20:00 | 435.28
2024-03-26 21:00 | 432.67
2024-03-26 22:00 | 422.52
2024-03-26 23:00 | 411.48
2024-03-27 | 418.36
2024-03-27 01:00 | 424.48
2024-03-27 02:00 | 425.9
2024-03-27 03:00 | 401.73
2024-03-27 04:00 | 394.94
2024-03-27 05:00 | 403.82
2024-03-27 06:00 | 424.33
2024-03-27 07:00 | 465.2
2024-03-27 08:00 | 458.71
2024-03-27 09:00 | 456.92
2024-03-27 10:00 | 468.86
2024-03-27 11:00 | 426.12
2024-03-27 12:00 | 430.07
2024-03-27 13:00 | 444.09
2024-03-27 14:00 | 458.34
2024-03-27 15:00 | 463.93
2024-03-27 16:00 | 566.87
2024-03-27 17:00 | 704.41
2024-03-27 18:00 | 898.18
2024-03-27 19:00 | 871.78
2024-03-27 20:00 | 727.97
2024-03-27 21:00 | 628.4
2024-03-27 22:00 | 619.23
2024-03-27 23:00 | 555.45
2024-03-28 | 589.92
2024-03-28 01:00 | 541.52
2024-03-28 02:00 | 486.62
2024-03-28 03:00 | 433.36
2024-03-28 04:00 | 428.14
2024-03-28 05:00 | 429.04
2024-03-28 06:00 | 447.61
2024-03-28 07:00 | 567.25
2024-03-28 08:00 | 603.57
2024-03-28 09:00 | 471.7
2024-03-28 10:00 | 351.09
2024-03-28 11:00 | 282.1
2024-03-28 12:00 | 245.47
2024-03-28 13:00 | 225.93
2024-03-28 14:00 | 219.81
2024-03-28 15:00 | 184.01
2024-03-28 16:00 | 247.41
2024-03-28 17:00 | 393.23
2024-03-28 18:00 | 474.98
2024-03-28 19:00 | 463.72
2024-03-28 20:00 | 409.05
2024-03-28 21:00 | 386.59
2024-03-28 22:00 | 246.52
2024-03-28 23:00 | 186.47
2024-03-29 | 153.65
2024-03-29 01:00 | 140.45
2024-03-29 02:00 | 92.71
2024-03-29 03:00 | 76.38
2024-03-29 04:00 | 93.91
2024-03-29 05:00 | 106.81
2024-03-29 06:00 | 164.24
2024-03-29 07:00 | 167
2024-03-29 08:00 | 118.89
2024-03-29 09:00 | 99.05
2024-03-29 10:00 | 125.9
2024-03-29 11:00 | 140.45
2024-03-29 12:00 | 96.96
2024-03-29 13:00 | 73.54
2024-03-29 14:00 | 100.24
2024-03-29 15:00 | 160.96
2024-03-29 16:00 | 369.21
2024-03-29 17:00 | 596.17
2024-03-29 18:00 | 760.56
2024-03-29 19:00 | 786.52
2024-03-29 20:00 | 651.89
2024-03-29 21:00 | 596.17
2024-03-29 22:00 | 566.04
2024-03-29 23:00 | 522.11
2024-03-30 | 516.89
2024-03-30 01:00 | 433.8
2024-03-30 02:00 | 439.17
2024-03-30 03:00 | 439.69
2024-03-30 04:00 | 441.78
2024-03-30 05:00 | 485.19
2024-03-30 06:00 | 436.86
2024-03-30 07:00 | 356.45
2024-03-30 08:00 | 337.36
2024-03-30 09:00 | 344.44
2024-03-30 10:00 | 269.04
2024-03-30 11:00 | 187.06
2024-03-30 12:00 | 191.99
2024-03-30 13:00 | 98.08
2024-03-30 14:00 | 118.37
2024-03-30 15:00 | 255.09
2024-03-30 16:00 | 391.73
2024-03-30 17:00 | 579.91
2024-03-30 18:00 | 657.19
2024-03-30 19:00 | 442.38
2024-03-30 20:00 | 441.7
2024-03-30 21:00 | 440.29
2024-03-30 22:00 | 528.3
2024-03-30 23:00 | 490.33
2024-03-31 | 564.62
2024-03-31 01:00 | 497.57
2024-03-31 03:00 | 484.67
2024-03-31 04:00 | 451.1
2024-03-31 05:00 | 438.12
2024-03-31 06:00 | 480.79
2024-03-31 07:00 | 533.37
2024-03-31 08:00 | 485.04
2024-03-31 09:00 | 375.32
2024-03-31 10:00 | 306.03
2024-03-31 11:00 | 263.81
2024-03-31 12:00 | 264.49
2024-03-31 13:00 | 246.88
2024-03-31 14:00 | 228.83
2024-03-31 15:00 | 243.15
2024-03-31 16:00 | 306.33
2024-03-31 17:00 | 497.79
2024-03-31 18:00 | 666.21
2024-03-31 19:00 | 874.83
2024-03-31 20:00 | 624.44
2024-03-31 21:00 | 522.11
2024-03-31 22:00 | 481.16
2024-03-31 23:00 | 409.48
2024-04-01 | 372.56
2024-04-01 01:00 | 365.33
2024-04-01 02:00 | 343.55
2024-04-01 03:00 | 325.05
2024-04-01 04:00 | 368.46
2024-04-01 05:00 | 390.46
2024-04-01 06:00 | 437.9
2024-04-01 07:00 | 481.01
2024-04-01 08:00 | 437.9
2024-04-01 09:00 | 454.16
2024-04-01 10:00 | 405.45
2024-04-01 11:00 | 334
2024-04-01 12:00 | 363.61
2024-04-01 13:00 | 262.47
2024-04-01 14:00 | 253.74
2024-04-01 15:00 | 325.8
2024-04-01 16:00 | 331.17
2024-04-01 17:00 | 304.09
2024-04-01 18:00 | 364.43
2024-04-01 19:00 | 373.53
2024-04-01 20:00 | 381.29
2024-04-01 21:00 | 365.4
2024-04-01 22:00 | 305.81
2024-04-01 23:00 | 221
2024-04-02 | 323.41
2024-04-02 01:00 | 270.97
2024-04-02 02:00 | 122.77
2024-04-02 03:00 | 56.24
2024-04-02 04:00 | 14.47
2024-04-02 05:00 | 54.22
2024-04-02 06:00 | 426.79
2024-04-02 07:00 | 554.63
2024-04-02 08:00 | 514.13
2024-04-02 09:00 | 350.41
2024-04-02 10:00 | 285.59
2024-04-02 11:00 | 293.13
2024-04-02 12:00 | 298.87
2024-04-02 13:00 | 325.42
2024-04-02 14:00 | 248.97
2024-04-02 15:00 | 187.21
2024-04-02 16:00 | 65.86
2024-04-02 17:00 | 309.24
2024-04-02 18:00 | 542.25
2024-04-02 19:00 | 711.49
2024-04-02 20:00 | 707.68
2024-04-02 21:00 | 582.75
2024-04-02 22:00 | 558.36
2024-04-02 23:00 | 528.67
2024-04-03 | 552.84
2024-04-03 01:00 | 535.09
2024-04-03 02:00 | 522.42
2024-04-03 03:00 | 482.22
2024-04-03 04:00 | 483.93
2024-04-03 05:00 | 512.57
2024-04-03 06:00 | 707.82
2024-04-03 07:00 | 879.49
2024-04-03 08:00 | 879.49
2024-04-03 09:00 | 753.08
2024-04-03 10:00 | 800.59
2024-04-03 11:00 | 677.24
2024-04-03 12:00 | 611.76
2024-04-03 13:00 | 573.35
2024-04-03 14:00 | 544.71
2024-04-03 15:00 | 438.29
2024-04-03 16:00 | 454.7
2024-04-03 17:00 | 524.36
2024-04-03 18:00 | 633.91
2024-04-03 19:00 | 794.92
2024-04-03 20:00 | 739.36
2024-04-03 21:00 | 557.17
2024-04-03 22:00 | 458.58
2024-04-03 23:00 | 412.64
2024-04-04 | 406.62
2024-04-04 01:00 | 387.9
2024-04-04 02:00 | 374.18
2024-04-04 03:00 | 384.62
2024-04-04 04:00 | 387.38
2024-04-04 05:00 | 403.34
2024-04-04 06:00 | 454.2
2024-04-04 07:00 | 488.29
2024-04-04 08:00 | 561.83
2024-04-04 09:00 | 535.42
2024-04-04 10:00 | 515.88
2024-04-04 11:00 | 470.31
2024-04-04 12:00 | 433.17
2024-04-04 13:00 | 419.3
2024-04-04 14:00 | 413.85
2024-04-04 15:00 | 418.93
2024-04-04 16:00 | 425.71
2024-04-04 17:00 | 515.21
2024-04-04 18:00 | 562.05
2024-04-04 19:00 | 674.82
2024-04-04 20:00 | 520.58
2024-04-04 21:00 | 460.39
2024-04-04 22:00 | 439.44
2024-04-04 23:00 | 430.11
2024-04-05 | 394.19
2024-04-05 01:00 | 381.89
2024-04-05 02:00 | 372.56
2024-04-05 03:00 | 357.35
2024-04-05 04:00 | 353.32
2024-04-05 05:00 | 352.72
2024-04-05 06:00 | 448.72
2024-04-05 07:00 | 572.75
2024-04-05 08:00 | 596.7
2024-04-05 09:00 | 504.13
2024-04-05 10:00 | 376.66
2024-04-05 11:00 | 339.67
2024-04-05 12:00 | 331.39
2024-04-05 13:00 | 298.57
2024-04-05 14:00 | 276.49
2024-04-05 15:00 | 176.7
2024-04-05 16:00 | 60.34
2024-04-05 17:00 | 279.4
2024-04-05 18:00 | 370.32
2024-04-05 19:00 | 398.3
2024-04-05 20:00 | 402.17
2024-04-05 21:00 | 398.3
2024-04-05 22:00 | 393.3
2024-04-05 23:00 | 370.1
2024-04-06 | 315.58
2024-04-06 01:00 | 326.55
2024-04-06 02:00 | 328.19
2024-04-06 03:00 | 334.68
2024-04-06 04:00 | 354.37
2024-04-06 05:00 | 359.89
2024-04-06 06:00 | 372.5
2024-04-06 07:00 | 382.34
2024-04-06 08:00 | 374.66
2024-04-06 09:00 | 359.89
2024-04-06 10:00 | 219.44
2024-04-06 11:00 | 34.31
2024-04-06 12:00 | 123.07
2024-04-06 13:00 | 14.92
2024-04-06 14:00 | 0.3
2024-04-06 15:00 | 0.45
2024-04-06 16:00 | 0.75
2024-04-06 17:00 | 117.92
2024-04-06 18:00 | 393.08
2024-04-06 19:00 | 380.1
2024-04-06 20:00 | 349.67
2024-04-06 21:00 | 326.03
2024-04-06 22:00 | 295.74
2024-04-06 23:00 | 188.41
2024-04-07 | 81.82
2024-04-07 01:00 | 0.67
2024-04-07 02:00 | 0
2024-04-07 03:00 | 0
2024-04-07 04:00 | 0
2024-04-07 05:00 | 0
2024-04-07 06:00 | 0
2024-04-07 07:00 | 0
2024-04-07 08:00 | 0
2024-04-07 09:00 | -0.07
2024-04-07 10:00 | -1.19
2024-04-07 11:00 | -22.45
2024-04-07 12:00 | -30.58
2024-04-07 13:00 | -48.85
2024-04-07 14:00 | -74.59
2024-04-07 15:00 | -37.59
2024-04-07 16:00 | -1.19
2024-04-07 17:00 | 31.92
2024-04-07 18:00 | 288.8
2024-04-07 19:00 | 343.99
2024-04-07 20:00 | 356.45
2024-04-07 21:00 | 359.58
2024-04-07 22:00 | 340.78
2024-04-07 23:00 | 318.86
2024-04-08 | 308.34
2024-04-08 01:00 | 295.14
2024-04-08 02:00 | 292.08
2024-04-08 03:00 | 312.29
2024-04-08 04:00 | 328.48
2024-04-08 05:00 | 334.59
2024-04-08 06:00 | 376.73
2024-04-08 07:00 | 396.5
2024-04-08 08:00 | 432.6
2024-04-08 09:00 | 603.25
2024-04-08 10:00 | 402.91
2024-04-08 11:00 | 399.48
2024-04-08 12:00 | 397.1
2024-04-08 13:00 | 421.86
2024-04-08 14:00 | 431.78
2024-04-08 15:00 | 395.68
2024-04-08 16:00 | 522.1
2024-04-08 17:00 | 559.47
2024-04-08 18:00 | 782.41
2024-04-08 19:00 | 1024.0699
2024-04-08 20:00 | 930.83
2024-04-08 21:00 | 632.86
2024-04-08 22:00 | 574.31
2024-04-08 23:00 | 523.52
2024-04-09 | 583.33
2024-04-09 01:00 | 517.55
2024-04-09 02:00 | 482.79
2024-04-09 03:00 | 440.2
2024-04-09 04:00 | 453.78
2024-04-09 05:00 | 488.39
2024-04-09 06:00 | 575.8
2024-04-09 07:00 | 670.9
2024-04-09 08:00 | 595.04
2024-04-09 09:00 | 509.42
2024-04-09 10:00 | 384.56
2024-04-09 11:00 | 328.03
2024-04-09 12:00 | 268.88
2024-04-09 13:00 | 75.26
2024-04-09 14:00 | 78.31
2024-04-09 15:00 | 216.6
2024-04-09 16:00 | 285.44
2024-04-09 17:00 | 372.18
2024-04-09 18:00 | 390.9
2024-04-09 19:00 | 375.09
2024-04-09 20:00 | 378.97
2024-04-09 21:00 | 359.65
2024-04-09 22:00 | 335.64
2024-04-09 23:00 | 257.62
2024-04-10 | 96.22
2024-04-10 01:00 | 38.04
2024-04-10 02:00 | 37.29
2024-04-10 03:00 | 67.05
2024-04-10 04:00 | 184.23
2024-04-10 05:00 | 261.06
2024-04-10 06:00 | 261.13
2024-04-10 07:00 | 302.3
2024-04-10 08:00 | 311.7
2024-04-10 09:00 | 309.39
2024-04-10 10:00 | 309.39
2024-04-10 11:00 | 239.13
2024-04-10 12:00 | 143.28
2024-04-10 13:00 | 66.61
2024-04-10 14:00 | 0.45
2024-04-10 15:00 | 2.09
2024-04-10 16:00 | 39.53
2024-04-10 17:00 | 122.17
2024-04-10 18:00 | 616.47
2024-04-10 19:00 | 1084.95
2024-04-10 20:00 | 1052.4301
2024-04-10 21:00 | 722.38
2024-04-10 22:00 | 392.03
2024-04-10 23:00 | 352.2
2024-04-11 | 303.44
2024-04-11 01:00 | 198.94
2024-04-11 02:00 | 165.59
2024-04-11 03:00 | 74.52
2024-04-11 04:00 | 59.52
2024-04-11 05:00 | 149.18
2024-04-11 06:00 | 192.07
2024-04-11 07:00 | 297.4
2024-04-11 08:00 | 309.93
2024-04-11 09:00 | 223.77
2024-04-11 10:00 | 74.96
2024-04-11 11:00 | 6.41
2024-04-11 12:00 | 6.79
2024-04-11 13:00 | 8.21
2024-04-11 14:00 | 4.25
2024-04-11 15:00 | 96.07
2024-04-11 16:00 | 64.75
2024-04-11 17:00 | 347.07
2024-04-11 18:00 | 711.75
2024-04-11 19:00 | 1002.21
2024-04-11 20:00 | 893.61
2024-04-11 21:00 | 679.16
2024-04-11 22:00 | 541.16
2024-04-11 23:00 | 451.06
2024-04-12 | 339.72
2024-04-12 01:00 | 325.03
2024-04-12 02:00 | 331.74
2024-04-12 03:00 | 304.51
2024-04-12 04:00 | 298.4
2024-04-12 05:00 | 298.4
2024-04-12 06:00 | 308.02
2024-04-12 07:00 | 362.62
2024-04-12 08:00 | 516.75
2024-04-12 09:00 | 489.29
2024-04-12 10:00 | 319.73
2024-04-12 11:00 | 140.69
2024-04-12 12:00 | 0
2024-04-12 13:00 | -0.52
2024-04-12 14:00 | 0.07
2024-04-12 15:00 | 1.34
2024-04-12 16:00 | 1.64
2024-04-12 17:00 | 375.6
2024-04-12 18:00 | 445.28
2024-04-12 19:00 | 370.16
2024-04-12 20:00 | 369.49
2024-04-12 21:00 | 351.43
2024-04-12 22:00 | 342.33
2024-04-12 23:00 | 329.2
2024-04-13 | 246.04
2024-04-13 01:00 | 193.37
2024-04-13 02:00 | 144.43
2024-04-13 03:00 | 130.78
2024-04-13 04:00 | 130.26
2024-04-13 05:00 | 173.9
2024-04-13 06:00 | 207.62
2024-04-13 07:00 | 251.63
2024-04-13 08:00 | 168.6
2024-04-13 09:00 | 65.65
2024-04-13 10:00 | -0.15
2024-04-13 11:00 | -30.14
2024-04-13 12:00 | -59.83
2024-04-13 13:00 | -150.7
2024-04-13 14:00 | -218.73
2024-04-13 15:00 | -235.74
2024-04-13 16:00 | -142.71
2024-04-13 17:00 | -1.19
2024-04-13 18:00 | 248.95
2024-04-13 19:00 | 373.76
2024-04-13 20:00 | 298.63
2024-04-13 21:00 | 258.5
2024-04-13 22:00 | 153.68
2024-04-13 23:00 | 52.59
2024-04-14 | 3.21
2024-04-14 01:00 | 6.19
2024-04-14 02:00 | 6.94
2024-04-14 03:00 | 8.43
2024-04-14 04:00 | 17.46
2024-04-14 05:00 | 44.39
2024-04-14 06:00 | 95.95
2024-04-14 07:00 | 96.99
2024-04-14 08:00 | 55.28
2024-04-14 09:00 | 0
2024-04-14 10:00 | -17.68
2024-04-14 11:00 | -90.8
2024-04-14 12:00 | -315.07
2024-04-14 13:00 | -448.02
2024-04-14 14:00 | -447.72
2024-04-14 15:00 | -298.81
2024-04-14 16:00 | -46.63
2024-04-14 17:00 | 11.71
2024-04-14 18:00 | 407.51
2024-04-14 19:00 | 655.06
2024-04-14 20:00 | 894.62
2024-04-14 21:00 | 840.16
2024-04-14 22:00 | 724.89
2024-04-14 23:00 | 594.55
2024-04-15 | 410.64
2024-04-15 01:00 | 437.73
2024-04-15 02:00 | 526.36
2024-04-15 03:00 | 491.22
2024-04-15 04:00 | 561.28
2024-04-15 05:00 | 647.15
2024-04-15 06:00 | 863.44
2024-04-15 07:00 | 1261.99
2024-04-15 08:00 | 1143.29
2024-04-15 09:00 | 683.11
2024-04-15 10:00 | 568.81
2024-04-15 11:00 | 425.27
2024-04-15 12:00 | 329.39
2024-04-15 13:00 | 236.81
2024-04-15 14:00 | 96.69
2024-04-15 15:00 | 58.19
2024-04-15 16:00 | 59.61
2024-04-15 17:00 | 345.44
2024-04-15 18:00 | 516.29
2024-04-15 19:00 | 588.81
2024-04-15 20:00 | 574.63
2024-04-15 21:00 | 494.73
2024-04-15 22:00 | 401.17
2024-04-15 23:00 | 254.94
2024-04-16 | 15.07
2024-04-16 01:00 | 0.3
2024-04-16 02:00 | 1.04
2024-04-16 03:00 | 5.45
2024-04-16 04:00 | 130.33
2024-04-16 05:00 | 270.21
2024-04-16 06:00 | 384.88
2024-04-16 07:00 | 554
2024-04-16 08:00 | 554
2024-04-16 09:00 | 483.5
2024-04-16 10:00 | 380.7
2024-04-16 11:00 | 318.11
2024-04-16 12:00 | 298.41
2024-04-16 13:00 | 300.05
2024-04-16 14:00 | 313.93
2024-04-16 15:00 | 362.05
2024-04-16 16:00 | 385.47
2024-04-16 17:00 | 594.36
2024-04-16 18:00 | 693.21
2024-04-16 19:00 | 850.4
2024-04-16 20:00 | 928.96
2024-04-16 21:00 | 779.31
2024-04-16 22:00 | 672.17
2024-04-16 23:00 | 627.41
2024-04-17 | 625.49
2024-04-17 01:00 | 625.49
2024-04-17 02:00 | 606.92
2024-04-17 03:00 | 614.75
2024-04-17 04:00 | 618.93
2024-04-17 05:00 | 624.67
2024-04-17 06:00 | 816.11
2024-04-17 07:00 | 1268.0699
2024-04-17 08:00 | 1157.65
2024-04-17 09:00 | 780.52
2024-04-17 10:00 | 625.94
2024-04-17 11:00 | 596.1
2024-04-17 12:00 | 619.08
2024-04-17 13:00 | 602.96
2024-04-17 14:00 | 579.76
2024-04-17 15:00 | 574.69
2024-04-17 16:00 | 596.84
2024-04-17 17:00 | 648.32
2024-04-17 18:00 | 857.74
2024-04-17 19:00 | 1193.09
2024-04-17 20:00 | 1267.55
2024-04-17 21:00 | 970.32
2024-04-17 22:00 | 738.89
2024-04-17 23:00 | 655.11
2024-04-18 | 685.15
2024-04-18 01:00 | 652.24
2024-04-18 02:00 | 660.52
2024-04-18 03:00 | 654.78
2024-04-18 04:00 | 668.58
2024-04-18 05:00 | 697.38
2024-04-18 06:00 | 909.35
2024-04-18 07:00 | 1162.4301
2024-04-18 08:00 | 978.81
2024-04-18 09:00 | 754.46
2024-04-18 10:00 | 673.06
2024-04-18 11:00 | 625.76
2024-04-18 12:00 | 601.66
2024-04-18 13:00 | 575.99
2024-04-18 14:00 | 544.73
2024-04-18 15:00 | 527.49
2024-04-18 16:00 | 528.84
2024-04-18 17:00 | 606.8
2024-04-18 18:00 | 701.56
2024-04-18 19:00 | 934.42
2024-04-18 20:00 | 961.2
2024-04-18 21:00 | 790.27
2024-04-18 22:00 | 670.67
2024-04-18 23:00 | 592.18
2024-04-19 | 576.09
2024-04-19 01:00 | 453.87
2024-04-19 02:00 | 377.02
2024-04-19 03:00 | 369.11
2024-04-19 04:00 | 357.92
2024-04-19 05:00 | 366.2
2024-04-19 06:00 | 448.57
2024-04-19 07:00 | 515.13
2024-04-19 08:00 | 567.06
2024-04-19 09:00 | 509.61
2024-04-19 10:00 | 449.17
2024-04-19 11:00 | 418.43
2024-04-19 12:00 | 379.86
2024-04-19 13:00 | 350.68
2024-04-19 14:00 | 335.31
2024-04-19 15:00 | 332.48
2024-04-19 16:00 | 379.86
2024-04-19 17:00 | 424.92
2024-04-19 18:00 | 473.72
2024-04-19 19:00 | 475.66
2024-04-19 20:00 | 482.67
2024-04-19 21:00 | 493.94
2024-04-19 22:00 | 477.15
2024-04-19 23:00 | 471.18
2024-04-20 | 449.53
2024-04-20 01:00 | 432.59
2024-04-20 02:00 | 427.81
2024-04-20 03:00 | 430.95
2024-04-20 04:00 | 455.5
2024-04-20 05:00 | 468.85
2024-04-20 06:00 | 476.99
2024-04-20 07:00 | 507.28
2024-04-20 08:00 | 485.35
2024-04-20 09:00 | 446.99
2024-04-20 10:00 | 373.49
2024-04-20 11:00 | 286.77
2024-04-20 12:00 | 216.18
2024-04-20 13:00 | 92.01
2024-04-20 14:00 | 78.73
2024-04-20 15:00 | 136.78
2024-04-20 16:00 | 279.16
2024-04-20 17:00 | 468.85
2024-04-20 18:00 | 588.77
2024-04-20 19:00 | 668.69
2024-04-20 20:00 | 724.14
2024-04-20 21:00 | 673.92
2024-04-20 22:00 | 642.28
2024-04-20 23:00 | 618.62
2024-04-21 | 610.68
2024-04-21 01:00 | 526.67
2024-04-21 02:00 | 518.76
2024-04-21 03:00 | 480.49
2024-04-21 04:00 | 476.61
2024-04-21 05:00 | 474.67
2024-04-21 06:00 | 480.71
2024-04-21 07:00 | 451.61
2024-04-21 08:00 | 454.22
2024-04-21 09:00 | 413.19
2024-04-21 10:00 | 246.14
2024-04-21 11:00 | 275.76
2024-04-21 12:00 | 45.21
2024-04-21 13:00 | 2.09
2024-04-21 14:00 | -6.71
2024-04-21 15:00 | 5.6
2024-04-21 16:00 | 44.84
2024-04-21 17:00 | 434.38
2024-04-21 18:00 | 556.59
2024-04-21 19:00 | 666.71
2024-04-21 20:00 | 710.73
2024-04-21 21:00 | 679.47
2024-04-21 22:00 | 667.08
2024-04-21 23:00 | 660
2024-04-22 | 589.19
2024-04-22 01:00 | 582.33
2024-04-22 02:00 | 585.24
2024-04-22 03:00 | 596.28
2024-04-22 04:00 | 595.31
2024-04-22 05:00 | 652.83
2024-04-22 06:00 | 790.11
2024-04-22 07:00 | 975.82
2024-04-22 08:00 | 876.36
2024-04-22 09:00 | 724.09
2024-04-22 10:00 | 610.75
2024-04-22 11:00 | 606.13
2024-04-22 12:00 | 574.87
2024-04-22 13:00 | 549.65
2024-04-22 14:00 | 553.08
2024-04-22 15:00 | 559.65
2024-04-22 16:00 | 536.44
2024-04-22 17:00 | 722.15
2024-04-22 18:00 | 881.88
2024-04-22 19:00 | 1223.97
2024-04-22 20:00 | 1275.52
2024-04-22 21:00 | 970.3
2024-04-22 22:00 | 789.14
2024-04-22 23:00 | 723.64
2024-04-23 | 658.97
2024-04-23 01:00 | 646.81
2024-04-23 02:00 | 641.29
2024-04-23 03:00 | 637.34
2024-04-23 04:00 | 644.28
2024-04-23 05:00 | 728.89
2024-04-23 06:00 | 905.79
2024-04-23 07:00 | 1352.42
2024-04-23 08:00 | 1016.82
2024-04-23 09:00 | 734.03
2024-04-23 10:00 | 618.31
2024-04-23 11:00 | 576.45
2024-04-23 12:00 | 577.95
2024-04-23 13:00 | 592.27
2024-04-23 14:00 | 586.6
2024-04-23 15:00 | 597.05
2024-04-23 16:00 | 619.43
2024-04-23 17:00 | 671.29
2024-04-23 18:00 | 764.03
2024-04-23 19:00 | 917.8
2024-04-23 20:00 | 933.17
2024-04-23 21:00 | 784.17
2024-04-23 22:00 | 691.88
2024-04-23 23:00 | 608.46
2024-04-24 | 600.93
2024-04-24 01:00 | 569.15
2024-04-24 02:00 | 566.09
2024-04-24 03:00 | 545.13
2024-04-24 04:00 | 567.29
2024-04-24 05:00 | 610.48
2024-04-24 06:00 | 758.42
2024-04-24 07:00 | 956.2
2024-04-24 08:00 | 798.78
2024-04-24 09:00 | 684.94
2024-04-24 10:00 | 676.96
2024-04-24 11:00 | 659.13
2024-04-24 12:00 | 616.23
2024-04-24 13:00 | 597.5
2024-04-24 14:00 | 570.94
2024-04-24 15:00 | 602.13
2024-04-24 16:00 | 605.19
2024-04-24 17:00 | 646.07
2024-04-24 18:00 | 757.53
2024-04-24 19:00 | 1008.64
2024-04-24 20:00 | 1070.12
2024-04-24 21:00 | 903.9
2024-04-24 22:00 | 785.65
2024-04-24 23:00 | 673
2024-04-25 | 622.7
2024-04-25 01:00 | 596.6
2024-04-25 02:00 | 576.98
2024-04-25 03:00 | 567.14
2024-04-25 04:00 | 561.1
2024-04-25 05:00 | 626.58
2024-04-25 06:00 | 763.94
2024-04-25 07:00 | 962.39
2024-04-25 08:00 | 840.53
2024-04-25 09:00 | 686.83
2024-04-25 10:00 | 596.67
2024-04-25 11:00 | 583.17
2024-04-25 12:00 | 551.26
2024-04-25 13:00 | 512.1
2024-04-25 14:00 | 495.25
2024-04-25 15:00 | 516.95
2024-04-25 16:00 | 542.98
2024-04-25 17:00 | 595.7
2024-04-25 18:00 | 709.73
2024-04-25 19:00 | 1052.17
2024-04-25 20:00 | 1135.7
2024-04-25 21:00 | 847.99
2024-04-25 22:00 | 681.24
2024-04-25 23:00 | 594.66
2024-04-26 | 595.72
2024-04-26 01:00 | 551.93
2024-04-26 02:00 | 553.43
2024-04-26 03:00 | 552.46
2024-04-26 04:00 | 575.05
2024-04-26 05:00 | 618.91
2024-04-26 06:00 | 697.38
2024-04-26 07:00 | 776.14
2024-04-26 08:00 | 716.47
2024-04-26 09:00 | 604.74
2024-04-26 10:00 | 580.35
2024-04-26 11:00 | 544.1
2024-04-26 12:00 | 524.71
2024-04-26 13:00 | 512.7
2024-04-26 14:00 | 487.57
2024-04-26 15:00 | 521.5
2024-04-26 16:00 | 534.78
2024-04-26 17:00 | 600.12
2024-04-26 18:00 | 700.21
2024-04-26 19:00 | 959.25
2024-04-26 20:00 | 1018.54
2024-04-26 21:00 | 820.44
2024-04-26 22:00 | 691.48
2024-04-26 23:00 | 658.29
2024-04-27 | 673.33
2024-04-27 01:00 | 662.96
2024-04-27 02:00 | 645.73
2024-04-27 03:00 | 663.93
2024-04-27 04:00 | 653.94
2024-04-27 05:00 | 625.52
2024-04-27 06:00 | 641.93
2024-04-27 07:00 | 589.43
2024-04-27 08:00 | 511.95
2024-04-27 09:00 | 440.51
2024-04-27 10:00 | 284.95
2024-04-27 11:00 | 194.56
2024-04-27 12:00 | 294.64
2024-04-27 13:00 | 308.81
2024-04-27 14:00 | 182.71
2024-04-27 15:00 | 75.02
2024-04-27 16:00 | 156.08
2024-04-27 17:00 | 463.7
2024-04-27 18:00 | 642.68
2024-04-27 19:00 | 894.14
2024-04-27 20:00 | 837.24
2024-04-27 21:00 | 633.88
2024-04-27 22:00 | 566.01
2024-04-27 23:00 | 486.44
2024-04-28 | 420.57
2024-04-28 01:00 | 344.12
2024-04-28 02:00 | 295.35
2024-04-28 03:00 | 235.31
2024-04-28 04:00 | 205.85
2024-04-28 05:00 | 194.29
2024-04-28 06:00 | 74.21
2024-04-28 07:00 | 1.86
2024-04-28 08:00 | 1.94
2024-04-28 09:00 | 1.64
2024-04-28 10:00 | 0
2024-04-28 11:00 | -7.16
2024-04-28 12:00 | -18.05
2024-04-28 13:00 | -18.65
2024-04-28 14:00 | -18.79
2024-04-28 15:00 | -15.66
2024-04-28 16:00 | -15.51
2024-04-28 17:00 | -0.15
2024-04-28 18:00 | 189.29
2024-04-28 19:00 | 517.3
2024-04-28 20:00 | 577.64
2024-04-28 21:00 | 583.16
2024-04-28 22:00 | 468.08
2024-04-28 23:00 | 417.89
2024-04-29 | 306.53
2024-04-29 01:00 | 370.75
2024-04-29 02:00 | 399.02
2024-04-29 03:00 | 443.77
2024-04-29 04:00 | 424.3
2024-04-29 05:00 | 612.55
2024-04-29 06:00 | 738.89
2024-04-29 07:00 | 879.7
2024-04-29 08:00 | 750.97
2024-04-29 09:00 | 560.64
2024-04-29 10:00 | 441.6
2024-04-29 11:00 | 271.93
2024-04-29 12:00 | 269.84
2024-04-29 13:00 | 265.44
2024-04-29 14:00 | 250.82
2024-04-29 15:00 | 265.29
2024-04-29 16:00 | 355.61
2024-04-29 17:00 | 639.55
2024-04-29 18:00 | 781.1
2024-04-29 19:00 | 1342.79
2024-04-29 20:00 | 1525.74
2024-04-29 21:00 | 809.59
2024-04-29 22:00 | 651.03
2024-04-29 23:00 | 590.69
2024-04-30 | 536.89
2024-04-30 01:00 | 486.03
2024-04-30 02:00 | 512.51
2024-04-30 03:00 | 474.7
2024-04-30 04:00 | 393.48
2024-04-30 05:00 | 398.77
2024-04-30 06:00 | 416.23
2024-04-30 07:00 | 602.08
2024-04-30 08:00 | 659.73
2024-04-30 09:00 | 574.26
2024-04-30 10:00 | 462.84
2024-04-30 11:00 | 351.27
2024-04-30 12:00 | 209.19
2024-04-30 13:00 | 84.27
2024-04-30 14:00 | 74.58
2024-04-30 15:00 | 142.74
2024-04-30 16:00 | 341.87
2024-04-30 17:00 | 398.18
2024-04-30 18:00 | 455.31
2024-04-30 19:00 | 486.4
2024-04-30 20:00 | 482.75
2024-04-30 21:00 | 492.59
2024-04-30 22:00 | 403.4
2024-04-30 23:00 | 384.38
2024-05-01 | 362.85
2024-05-01 01:00 | 363.15
2024-05-01 02:00 | 363.3
2024-05-01 03:00 | 328.09
2024-05-01 04:00 | 356.59
2024-05-01 05:00 | 333.32
2024-05-01 06:00 | 316.83
2024-05-01 07:00 | 209.43
2024-05-01 08:00 | 63.02
2024-05-01 09:00 | 0.07
2024-05-01 10:00 | -7.23
2024-05-01 11:00 | -18.05
2024-05-01 12:00 | -18.27
2024-05-01 13:00 | -15.59
2024-05-01 14:00 | -15.36
2024-05-01 15:00 | -18.27
2024-05-01 16:00 | -7.31
2024-05-01 17:00 | -0.75
2024-05-01 18:00 | 114.26
2024-05-01 19:00 | 375.9
2024-05-01 20:00 | 372.92
2024-05-01 21:00 | 253.66
2024-05-01 22:00 | 223.15
2024-05-01 23:00 | 164.08
2024-05-02 | 108.59
2024-05-02 01:00 | 81.6
2024-05-02 02:00 | 74.58
2024-05-02 03:00 | 58.18
2024-05-02 04:00 | 79.28
2024-05-02 05:00 | 229.2
2024-05-02 06:00 | 296.99
2024-05-02 07:00 | 386.05
2024-05-02 08:00 | 437.29
2024-05-02 09:00 | 234.57
2024-05-02 10:00 | 38.04
2024-05-02 11:00 | -0.6
2024-05-02 12:00 | -12.9
2024-05-02 13:00 | -20.14
2024-05-02 14:00 | -0.37
2024-05-02 15:00 | -10.37
2024-05-02 16:00 | 30.13
2024-05-02 17:00 | 260.45
2024-05-02 18:00 | 291.25
2024-05-02 19:00 | 312.66
2024-05-02 20:00 | 313.18
2024-05-02 21:00 | 312.66
2024-05-02 22:00 | 282.45
2024-05-02 23:00 | 253.06
2024-05-03 | 222.14
2024-05-03 01:00 | 218.93
2024-05-03 02:00 | 223.48
2024-05-03 03:00 | 223.85
2024-05-03 04:00 | 227.06
2024-05-03 05:00 | 238.25
2024-05-03 06:00 | 261.67
2024-05-03 07:00 | 320.45
2024-05-03 08:00 | 318.81
2024-05-03 09:00 | 288.6
2024-05-03 10:00 | 284.13
2024-05-03 11:00 | 253.39
2024-05-03 12:00 | 253.24
2024-05-03 13:00 | 243.25
2024-05-03 14:00 | 236.98
2024-05-03 15:00 | 227.51
2024-05-03 16:00 | 226.76
2024-05-03 17:00 | 342.83
2024-05-03 18:00 | 600.1
2024-05-03 19:00 | 723.56
2024-05-03 20:00 | 820.68
2024-05-03 21:00 | 785.24
2024-05-03 22:00 | 681.19
2024-05-03 23:00 | 638.22
2024-05-04 | 677.26
2024-05-04 01:00 | 654.81
2024-05-04 02:00 | 643.4
2024-05-04 03:00 | 654.29
2024-05-04 04:00 | 676.07
2024-05-04 05:00 | 733.5
2024-05-04 06:00 | 702.55
2024-05-04 07:00 | 671.45
2024-05-04 08:00 | 585.37
2024-05-04 09:00 | 465.28
2024-05-04 10:00 | 307.08
2024-05-04 11:00 | 232.57
2024-05-04 12:00 | 185.95
2024-05-04 13:00 | 108.38
2024-05-04 14:00 | 99.5
2024-05-04 15:00 | 194.15
2024-05-04 16:00 | 474.53
2024-05-04 17:00 | 591.93
2024-05-04 18:00 | 731.04
2024-05-04 19:00 | 909.38
2024-05-04 20:00 | 1009.93
2024-05-04 21:00 | 847.03
2024-05-04 22:00 | 673.24
2024-05-04 23:00 | 623.56
2024-05-05 | 675.61
2024-05-05 01:00 | 632.65
2024-05-05 02:00 | 622.95
2024-05-05 03:00 | 600.35
2024-05-05 04:00 | 557.46
2024-05-05 05:00 | 530.54
2024-05-05 06:00 | 463.63
2024-05-05 07:00 | 410.83
2024-05-05 08:00 | 308.27
2024-05-05 09:00 | 194.82
2024-05-05 10:00 | 66.01
2024-05-05 11:00 | 26.78
2024-05-05 12:00 | 23.72
2024-05-05 13:00 | 14.47
2024-05-05 14:00 | 13.8
2024-05-05 15:00 | -0.75
2024-05-05 16:00 | 0
2024-05-05 17:00 | 238.68
2024-05-05 18:00 | 645.18
2024-05-05 19:00 | 717.83
2024-05-05 20:00 | 834.78
2024-05-05 21:00 | 802.04
2024-05-05 22:00 | 736.47
2024-05-05 23:00 | 661.36
2024-05-06 | 618.03
2024-05-06 01:00 | 593.64
2024-05-06 02:00 | 599.75
2024-05-06 03:00 | 596.32
2024-05-06 04:00 | 609.3
2024-05-06 05:00 | 652.71
2024-05-06 06:00 | 798.75
2024-05-06 07:00 | 971.57
2024-05-06 08:00 | 749.3
2024-05-06 09:00 | 663.83
2024-05-06 10:00 | 604.16
2024-05-06 11:00 | 479.37
2024-05-06 12:00 | 568.8
2024-05-06 13:00 | 557.24
2024-05-06 14:00 | 558.58
2024-05-06 15:00 | 604.98
2024-05-06 16:00 | 608.78
2024-05-06 17:00 | 696.35
2024-05-06 18:00 | 808.3
2024-05-06 19:00 | 1019.23
2024-05-06 20:00 | 1073.98
2024-05-06 21:00 | 805.39
2024-05-06 22:00 | 705.44
2024-05-06 23:00 | 629.66
2024-05-07 | 609.6
2024-05-07 01:00 | 590.5
2024-05-07 02:00 | 576.03
2024-05-07 03:00 | 596.62
2024-05-07 04:00 | 597.29
2024-05-07 05:00 | 610.79
2024-05-07 06:00 | 715.96
2024-05-07 07:00 | 881.69
2024-05-07 08:00 | 840.29
2024-05-07 09:00 | 684.33
2024-05-07 10:00 | 626.53
2024-05-07 11:00 | 562.31
2024-05-07 12:00 | 424.47
2024-05-07 13:00 | 385.99
2024-05-07 14:00 | 357.19
2024-05-07 15:00 | 364.06
2024-05-07 16:00 | 563.87
2024-05-07 17:00 | 677.39
2024-05-07 18:00 | 789.57
2024-05-07 19:00 | 998.34
2024-05-07 20:00 | 1126.63
2024-05-07 21:00 | 910.25
2024-05-07 22:00 | 758.54
2024-05-07 23:00 | 658
2024-05-08 | 626.36
2024-05-08 01:00 | 603.01
2024-05-08 02:00 | 603.31
2024-05-08 03:00 | 615.17
2024-05-08 04:00 | 615.25
2024-05-08 05:00 | 606.07
2024-05-08 06:00 | 801.73
2024-05-08 07:00 | 887.36
2024-05-08 08:00 | 821.42
2024-05-08 09:00 | 689.32
2024-05-08 10:00 | 637.03
2024-05-08 11:00 | 592.87
2024-05-08 12:00 | 530.96
2024-05-08 13:00 | 461.96
2024-05-08 14:00 | 463.15
2024-05-08 15:00 | 446.74
2024-05-08 16:00 | 478.14
2024-05-08 17:00 | 656.05
2024-05-08 18:00 | 775.4
2024-05-08 19:00 | 928.54
2024-05-08 20:00 | 1002.69
2024-05-08 21:00 | 855.21
2024-05-08 22:00 | 720.13
2024-05-08 23:00 | 656.12
2024-05-09 | 653.47
2024-05-09 01:00 | 656.9
2024-05-09 02:00 | 618.93
2024-05-09 03:00 | 608.79
2024-05-09 04:00 | 563.28
2024-05-09 05:00 | 571.12
2024-05-09 06:00 | 626.62
2024-05-09 07:00 | 601.63
2024-05-09 08:00 | 488.84
2024-05-09 09:00 | 174.11
2024-05-09 10:00 | 37.82
2024-05-09 11:00 | -0.45
2024-05-09 12:00 | -4.85
2024-05-09 13:00 | -8.5
2024-05-09 14:00 | -8.73
2024-05-09 15:00 | -5.15
2024-05-09 16:00 | 5.07
2024-05-09 17:00 | 481
2024-05-09 18:00 | 634.52
2024-05-09 19:00 | 741.57
2024-05-09 20:00 | 881.52
2024-05-09 21:00 | 856.6
2024-05-09 22:00 | 706.06
2024-05-09 23:00 | 654.59
2024-05-10 | 687.3
2024-05-10 01:00 | 633.58
2024-05-10 02:00 | 574.95
2024-05-10 03:00 | 555.63
2024-05-10 04:00 | 557.86
2024-05-10 05:00 | 477.07
2024-05-10 06:00 | 540.78
2024-05-10 07:00 | 816.65
2024-05-10 08:00 | 713.18
2024-05-10 09:00 | 502.73
2024-05-10 10:00 | 155.47
2024-05-10 11:00 | 21.71
2024-05-10 12:00 | 4.33
2024-05-10 13:00 | 3.06
2024-05-10 14:00 | 0.6
2024-05-10 15:00 | 152.33
2024-05-10 16:00 | 488.34
2024-05-10 17:00 | 585.62
2024-05-10 18:00 | 695.65
2024-05-10 19:00 | 829.04
2024-05-10 20:00 | 1192.87
2024-05-10 21:00 | 987.04
2024-05-10 22:00 | 782.34
2024-05-10 23:00 | 673.72
2024-05-11 | 641.55
2024-05-11 01:00 | 603.12
2024-05-11 02:00 | 590.14
2024-05-11 03:00 | 615.58
2024-05-11 04:00 | 589.69
2024-05-11 05:00 | 590.44
2024-05-11 06:00 | 581.94
2024-05-11 07:00 | 507.85
2024-05-11 08:00 | 421.31
2024-05-11 09:00 | 50.73
2024-05-11 10:00 | 5.89
2024-05-11 11:00 | 0
2024-05-11 12:00 | -4.33
2024-05-11 13:00 | -6.57
2024-05-11 14:00 | -6.79
2024-05-11 15:00 | -0.52
2024-05-11 16:00 | -3.06
2024-05-11 17:00 | 244.49
2024-05-11 18:00 | 518.44
2024-05-11 19:00 | 641.77
2024-05-11 20:00 | 805.76
2024-05-11 21:00 | 673.78
2024-05-11 22:00 | 588.05
2024-05-11 23:00 | 507.48
2024-05-12 | 469.99
2024-05-12 01:00 | 383.15
2024-05-12 02:00 | 318.7
2024-05-12 03:00 | 290.95
2024-05-12 04:00 | 286.32
2024-05-12 05:00 | 324.52
2024-05-12 06:00 | 131.37
2024-05-12 07:00 | 35.73
2024-05-12 08:00 | 17.53
2024-05-12 09:00 | -19.62
2024-05-12 10:00 | -19.17
2024-05-12 11:00 | -30.36
2024-05-12 12:00 | -37.97
2024-05-12 13:00 | -49.09
2024-05-12 14:00 | -38.49
2024-05-12 15:00 | -90.04
2024-05-12 16:00 | -214.93
2024-05-12 17:00 | -9.92
2024-05-12 18:00 | 167.85
2024-05-12 19:00 | 491.18
2024-05-12 20:00 | 551.46
2024-05-12 21:00 | 413.29
2024-05-12 22:00 | 331.45
2024-05-12 23:00 | 265.66
2024-05-13 | 200.23
2024-05-13 01:00 | 193.07
2024-05-13 02:00 | 191.8
2024-05-13 03:00 | 184.27
2024-05-13 04:00 | 201.42
2024-05-13 05:00 | 273.41
2024-05-13 06:00 | 364.35
2024-05-13 07:00 | 753.1
2024-05-13 08:00 | 571.37
2024-05-13 09:00 | 324.59
2024-05-13 10:00 | 77.44
2024-05-13 11:00 | -7.24
2024-05-13 12:00 | -18.65
2024-05-13 13:00 | -16.93
2024-05-13 14:00 | -13.5
2024-05-13 15:00 | -5.45
2024-05-13 16:00 | 0.52
2024-05-13 17:00 | 380.84
2024-05-13 18:00 | 280.5
2024-05-13 19:00 | 321.09
2024-05-13 20:00 | 284.98
2024-05-13 21:00 | 262
2024-05-13 22:00 | 233.58
2024-05-13 23:00 | 251.11
2024-05-14 | 174.44
2024-05-14 01:00 | 148.85
2024-05-14 02:00 | 148.7
2024-05-14 03:00 | 148.85
2024-05-14 04:00 | 149.22
2024-05-14 05:00 | 171.68
2024-05-14 06:00 | 286.28
2024-05-14 07:00 | 337.09
2024-05-14 08:00 | 348.8
2024-05-14 09:00 | 42.08
2024-05-14 10:00 | -17.38
2024-05-14 11:00 | -24.77
2024-05-14 12:00 | -24.92
2024-05-14 13:00 | -27.75
2024-05-14 14:00 | -37.23
2024-05-14 15:00 | -29.77
2024-05-14 16:00 | -15.15
2024-05-14 17:00 | -0.3
2024-05-14 18:00 | 255.24
2024-05-14 19:00 | 280.68
2024-05-14 20:00 | 281.43
2024-05-14 21:00 | 271.06
2024-05-14 22:00 | 241.89
2024-05-14 23:00 | 200.33
2024-05-15 | 227.56
2024-05-15 01:00 | 240.76
2024-05-15 02:00 | 227.71
2024-05-15 03:00 | 227.63
2024-05-15 04:00 | 222.56
2024-05-15 05:00 | 200.55
2024-05-15 06:00 | 270.08
2024-05-15 07:00 | 431.91
2024-05-15 08:00 | 447.35
2024-05-15 09:00 | 324.7
2024-05-15 10:00 | 54.91
2024-05-15 11:00 | -0.6
2024-05-15 12:00 | -15
2024-05-15 13:00 | -9.77
2024-05-15 14:00 | -7.09
2024-05-15 15:00 | -0.67
2024-05-15 16:00 | 12.91
2024-05-15 17:00 | 177.35
2024-05-15 18:00 | 215.77
2024-05-15 19:00 | 271.73
2024-05-15 20:00 | 277.25
2024-05-15 21:00 | 265.83
2024-05-15 22:00 | 264.12
2024-05-15 23:00 | 245.99
2024-05-16 | 156.69
2024-05-16 01:00 | 146.77
2024-05-16 02:00 | 146.69
2024-05-16 03:00 | 143.49
2024-05-16 04:00 | 145.28
2024-05-16 05:00 | 132.22
2024-05-16 06:00 | 193.78
2024-05-16 07:00 | 343.83
2024-05-16 08:00 | 300.78
2024-05-16 09:00 | 199.6
2024-05-16 10:00 | 85.81
2024-05-16 11:00 | 0.6
2024-05-16 12:00 | -0.15
2024-05-16 13:00 | -5.3
2024-05-16 14:00 | -1.19
2024-05-16 15:00 | 0.07
2024-05-16 16:00 | 74.62
2024-05-16 17:00 | 128.94
2024-05-16 18:00 | 155.28
2024-05-16 19:00 | 181.76
2024-05-16 20:00 | 195.57
2024-05-16 21:00 | 188.7
2024-05-16 22:00 | 167.21
2024-05-16 23:00 | 207.28
2024-05-17 | 146.17
2024-05-17 01:00 | 139.45
2024-05-17 02:00 | 137.59
2024-05-17 03:00 | 136.84
2024-05-17 04:00 | 140.05
2024-05-17 05:00 | 143.18
2024-05-17 06:00 | 172.13
2024-05-17 07:00 | 223.62
2024-05-17 08:00 | 242.12
2024-05-17 09:00 | 191.53
2024-05-17 10:00 | 145.27
2024-05-17 11:00 | 139
2024-05-17 12:00 | 108.64
2024-05-17 13:00 | 105.13
2024-05-17 14:00 | 103.64
2024-05-17 15:00 | 108.64
2024-05-17 16:00 | 143.03
2024-05-17 17:00 | 146.76
2024-05-17 18:00 | 168.63
2024-05-17 19:00 | 201.53
2024-05-17 20:00 | 246.75
2024-05-17 21:00 | 243.46
2024-05-17 22:00 | 231.6
2024-05-17 23:00 | 227.05
2024-05-18 | 249.96
2024-05-18 01:00 | 249.73
2024-05-18 02:00 | 255.33
2024-05-18 03:00 | 260.4
2024-05-18 04:00 | 259.88
2024-05-18 05:00 | 263.46
2024-05-18 06:00 | 435.15
2024-05-18 07:00 | 479.84
2024-05-18 08:00 | 434.92
2024-05-18 09:00 | 318.53
2024-05-18 10:00 | 70.36
2024-05-18 11:00 | 5.3
2024-05-18 12:00 | -0.15
2024-05-18 13:00 | -9.7
2024-05-18 14:00 | -20.82
2024-05-18 15:00 | -14.33
2024-05-18 16:00 | -0.3
2024-05-18 17:00 | 318.97
2024-05-18 18:00 | 522.29
2024-05-18 19:00 | 763.52
2024-05-18 20:00 | 926.03
2024-05-18 21:00 | 853.5
2024-05-18 22:00 | 720.17
2024-05-18 23:00 | 646.15
2024-05-19 | 676.67
2024-05-19 01:00 | 664.51
2024-05-19 02:00 | 661.52
2024-05-19 03:00 | 648.47
2024-05-19 04:00 | 642.65
2024-05-19 05:00 | 601.09
2024-05-19 06:00 | 563.85
2024-05-19 07:00 | 524.09
2024-05-19 08:00 | 350.38
2024-05-19 09:00 | 41.78
2024-05-19 10:00 | -0.22
2024-05-19 11:00 | -1.34
2024-05-19 12:00 | -15.37
2024-05-19 13:00 | -55.29
2024-05-19 14:00 | -112.44
2024-05-19 15:00 | -74.61
2024-05-19 16:00 | -28.28
2024-05-19 17:00 | -0.45
2024-05-19 18:00 | 478.79
2024-05-19 19:00 | 668.46
2024-05-19 20:00 | 848.06
2024-05-19 21:00 | 916.7
2024-05-19 22:00 | 760.54
2024-05-19 23:00 | 642.72
2024-05-20 | 679.65
2024-05-20 01:00 | 616.61
2024-05-20 02:00 | 647.12
2024-05-20 03:00 | 642.35
2024-05-20 04:00 | 658.17
2024-05-20 05:00 | 682.42
2024-05-20 06:00 | 781.35
2024-05-20 07:00 | 788.59
2024-05-20 08:00 | 539.01
2024-05-20 09:00 | 244.73
2024-05-20 10:00 | 92.6
2024-05-20 11:00 | 45.22
2024-05-20 12:00 | 17.98
2024-05-20 13:00 | 0.07
2024-05-20 14:00 | -1.34
2024-05-20 15:00 | -0.52
2024-05-20 16:00 | 6.64
2024-05-20 17:00 | 442.31
2024-05-20 18:00 | 589
2024-05-20 19:00 | 790.6
2024-05-20 20:00 | 938.34
2024-05-20 21:00 | 871.34
2024-05-20 22:00 | 720.99
2024-05-20 23:00 | 595.86
2024-05-21 | 607.8
2024-05-21 01:00 | 570.05
2024-05-21 02:00 | 391.12
2024-05-21 03:00 | 369.41
2024-05-21 04:00 | 367.47
2024-05-21 05:00 | 369.56
2024-05-21 06:00 | 553.26
2024-05-21 07:00 | 873.65
2024-05-21 08:00 | 719.2
2024-05-21 09:00 | 350.61
2024-05-21 10:00 | 237.79
2024-05-21 11:00 | 234.36
2024-05-21 12:00 | 204.52
2024-05-21 13:00 | 217.57
2024-05-21 14:00 | 247.79
2024-05-21 15:00 | 231.75
2024-05-21 16:00 | 227.27
2024-05-21 17:00 | 243.76
2024-05-21 18:00 | 435.15
2024-05-21 19:00 | 608.77
2024-05-21 20:00 | 513.94
2024-05-21 21:00 | 430.74
2024-05-21 22:00 | 311.59
2024-05-21 23:00 | 334.72
2024-05-22 | 208.92
2024-05-22 01:00 | 208.92
2024-05-22 02:00 | 204.37
2024-05-22 03:00 | 209.82
2024-05-22 04:00 | 211.01
2024-05-22 05:00 | 210.12
2024-05-22 06:00 | 241.01
2024-05-22 07:00 | 302.79
2024-05-22 08:00 | 322.79
2024-05-22 09:00 | 248.32
2024-05-22 10:00 | 233.7
2024-05-22 11:00 | 221.39
2024-05-22 12:00 | 152.81
2024-05-22 13:00 | 26.94
2024-05-22 14:00 | 22.98
2024-05-22 15:00 | 22.61
2024-05-22 16:00 | 107
2024-05-22 17:00 | 539.55
2024-05-22 18:00 | 687.66
2024-05-22 19:00 | 745.41
2024-05-22 20:00 | 1018.65
2024-05-22 21:00 | 875.54
2024-05-22 22:00 | 743.84
2024-05-22 23:00 | 654.68
2024-05-23 | 404.34
2024-05-23 01:00 | 432.77
2024-05-23 02:00 | 477.24
2024-05-23 03:00 | 517.16
2024-05-23 04:00 | 514.18
2024-05-23 05:00 | 559.47
2024-05-23 06:00 | 805.7
2024-05-23 07:00 | 880.47
2024-05-23 08:00 | 730.04
2024-05-23 09:00 | 564.47
2024-05-23 10:00 | 558.8
2024-05-23 11:00 | 478.29
2024-05-23 12:00 | 391.73
2024-05-23 13:00 | 338.09
2024-05-23 14:00 | 425.16
2024-05-23 15:00 | 532.76
2024-05-23 16:00 | 625.06
2024-05-23 17:00 | 721.09
2024-05-23 18:00 | 831.89
2024-05-23 19:00 | 1166.1
2024-05-23 20:00 | 1311.3
2024-05-23 21:00 | 1163.86
2024-05-23 22:00 | 921.81
2024-05-23 23:00 | 771.31
2024-05-24 | 769.87
2024-05-24 01:00 | 702.34
2024-05-24 02:00 | 670.03
2024-05-24 03:00 | 658.31
2024-05-24 04:00 | 685.03
2024-05-24 05:00 | 770.32
2024-05-24 06:00 | 924.12
2024-05-24 07:00 | 910.91
2024-05-24 08:00 | 864.87
2024-05-24 09:00 | 791.74
2024-05-24 10:00 | 717.56
2024-05-24 11:00 | 672.12
2024-05-24 12:00 | 621
2024-05-24 13:00 | 607.35
2024-05-24 14:00 | 606.15
2024-05-24 15:00 | 622.2
2024-05-24 16:00 | 626.82
2024-05-24 17:00 | 716.37
2024-05-24 18:00 | 834.05
2024-05-24 19:00 | 970.01
2024-05-24 20:00 | 932.77
2024-05-24 21:00 | 864.42
2024-05-24 22:00 | 818.38
2024-05-24 23:00 | 745.02
2024-05-25 | 707.89
2024-05-25 01:00 | 685.13
2024-05-25 02:00 | 674.69
2024-05-25 03:00 | 665.21
2024-05-25 04:00 | 664.24
2024-05-25 05:00 | 673.42
2024-05-25 06:00 | 676.55
2024-05-25 07:00 | 643.35
2024-05-25 08:00 | 586.28
2024-05-25 09:00 | 557.7
2024-05-25 10:00 | 404.6
2024-05-25 11:00 | 69.68
2024-05-25 12:00 | 24.17
2024-05-25 13:00 | 0.3
2024-05-25 14:00 | 0
2024-05-25 15:00 | 0.15
2024-05-25 16:00 | 106.17
2024-05-25 17:00 | 567.32
2024-05-25 18:00 | 717.96
2024-05-25 19:00 | 863.74
2024-05-25 20:00 | 927.83
2024-05-25 21:00 | 1021.77
2024-05-25 22:00 | 863.74
2024-05-25 23:00 | 779.96
2024-05-26 | 800.98
2024-05-26 01:00 | 733.39
2024-05-26 02:00 | 677.21
2024-05-26 03:00 | 672.21
2024-05-26 04:00 | 680.12
2024-05-26 05:00 | 661.09
2024-05-26 06:00 | 622.89
2024-05-26 07:00 | 536.42
2024-05-26 08:00 | 98.85
2024-05-26 09:00 | 0.15
2024-05-26 10:00 | 0
2024-05-26 11:00 | -0.67
2024-05-26 12:00 | -15.82
2024-05-26 13:00 | -45.14
2024-05-26 14:00 | -38.05
2024-05-26 15:00 | -20.82
2024-05-26 16:00 | -4.48
2024-05-26 17:00 | 425.26
2024-05-26 18:00 | 695.78
2024-05-26 19:00 | 880.96
2024-05-26 20:00 | 885.88
2024-05-26 21:00 | 903.49
2024-05-26 22:00 | 797.85
2024-05-26 23:00 | 652.81
2024-05-27 | 584.47
2024-05-27 01:00 | 546.57
2024-05-27 02:00 | 510.91
2024-05-27 03:00 | 506.36
2024-05-27 04:00 | 524.49
2024-05-27 05:00 | 569.25
2024-05-27 06:00 | 724.73
2024-05-27 07:00 | 824.85
2024-05-27 08:00 | 929.23
2024-05-27 09:00 | 799.94
2024-05-27 10:00 | 659.82
2024-05-27 11:00 | 643.56
2024-05-27 12:00 | 577.01
2024-05-27 13:00 | 555.52
2024-05-27 14:00 | 484.72
2024-05-27 15:00 | 507.4
2024-05-27 16:00 | 540.83
2024-05-27 17:00 | 677.43
2024-05-27 18:00 | 793
2024-05-27 19:00 | 973.17
2024-05-27 20:00 | 1153.5699
2024-05-27 21:00 | 1146.71
2024-05-27 22:00 | 934.01
2024-05-27 23:00 | 791.58
2024-05-28 | 729.6
2024-05-28 01:00 | 675.28
2024-05-28 02:00 | 653.94
2024-05-28 03:00 | 635.88
2024-05-28 04:00 | 626.48
2024-05-28 05:00 | 656.93
2024-05-28 06:00 | 741.39
2024-05-28 07:00 | 896.15
2024-05-28 08:00 | 762.81
2024-05-28 09:00 | 637.45
2024-05-28 10:00 | 541.12
2024-05-28 11:00 | 516.12
2024-05-28 12:00 | 455.91
2024-05-28 13:00 | 412.26
2024-05-28 14:00 | 412.41
2024-05-28 15:00 | 489.93
2024-05-28 16:00 | 541.12
2024-05-28 17:00 | 640.21
2024-05-28 18:00 | 689.98
2024-05-28 19:00 | 840.71
2024-05-28 20:00 | 970.24
2024-05-28 21:00 | 795.94
2024-05-28 22:00 | 669.76
2024-05-28 23:00 | 593.65
2024-05-29 | 538.86
2024-05-29 01:00 | 396.2
2024-05-29 02:00 | 369.63
2024-05-29 03:00 | 329.79
2024-05-29 04:00 | 314.42
2024-05-29 05:00 | 311.44
2024-05-29 06:00 | 384.33
2024-05-29 07:00 | 492.97
2024-05-29 08:00 | 469.09
2024-05-29 09:00 | 407.69
2024-05-29 10:00 | 314.05
2024-05-29 11:00 | 310.32
2024-05-29 12:00 | 262.34
2024-05-29 13:00 | 246.97
2024-05-29 14:00 | 255.7
2024-05-29 15:00 | 343.59
2024-05-29 16:00 | 542.21
2024-05-29 17:00 | 665.77
2024-05-29 18:00 | 706.29
2024-05-29 19:00 | 831.49
2024-05-29 20:00 | 946.99
2024-05-29 21:00 | 996.09
2024-05-29 22:00 | 892.37
2024-05-29 23:00 | 712.78
2024-05-30 | 735.26
2024-05-30 01:00 | 717.73
2024-05-30 02:00 | 626.93
2024-05-30 03:00 | 626.86
2024-05-30 04:00 | 626.41
2024-05-30 05:00 | 628.27
2024-05-30 06:00 | 712.28
2024-05-30 07:00 | 716.53
2024-05-30 08:00 | 725.79
2024-05-30 09:00 | 700.57
2024-05-30 10:00 | 634.17
2024-05-30 11:00 | 578.96
2024-05-30 12:00 | 529.12
2024-05-30 13:00 | 469.81
2024-05-30 14:00 | 434.37
2024-05-30 15:00 | 421.76
2024-05-30 16:00 | 521.96
2024-05-30 17:00 | 560.45
2024-05-30 18:00 | 700.57
2024-05-30 19:00 | 902.46
2024-05-30 20:00 | 1154.41
2024-05-30 21:00 | 1070.25
2024-05-30 22:00 | 836.43
2024-05-30 23:00 | 751.38
2024-05-31 | 686.26
2024-05-31 01:00 | 587.57
2024-05-31 02:00 | 496.19
2024-05-31 03:00 | 460.24
2024-05-31 04:00 | 462.55
2024-05-31 05:00 | 475.53
2024-05-31 06:00 | 663.58
2024-05-31 07:00 | 682.6
2024-05-31 08:00 | 676.19
2024-05-31 09:00 | 699.09
2024-05-31 10:00 | 575.86
2024-05-31 11:00 | 530.58
2024-05-31 12:00 | 467.4
2024-05-31 13:00 | 441.81
2024-05-31 14:00 | 397.43
2024-05-31 15:00 | 332.09
2024-05-31 16:00 | 328.73
2024-05-31 17:00 | 485.6
2024-05-31 18:00 | 661.71
2024-05-31 19:00 | 731.76
2024-05-31 20:00 | 761.89
2024-05-31 21:00 | 775.69
2024-05-31 22:00 | 740.63
2024-05-31 23:00 | 627.92
2024-06-01 | 660.7
2024-06-01 01:00 | 646.53
2024-06-01 02:00 | 579.92
2024-06-01 03:00 | 525.1
2024-06-01 04:00 | 485.64
2024-06-01 05:00 | 489.45
2024-06-01 06:00 | 491.54
2024-06-01 07:00 | 507.87
2024-06-01 08:00 | 527.71
2024-06-01 09:00 | 457.6
2024-06-01 10:00 | 351.76
2024-06-01 11:00 | 312.23
2024-06-01 12:00 | 158.2
2024-06-01 13:00 | 55.49
2024-06-01 14:00 | 21.78
2024-06-01 15:00 | 43.26
2024-06-01 16:00 | 96.96
2024-06-01 17:00 | 353.85
2024-06-01 18:00 | 402.78
2024-06-01 19:00 | 483.18
2024-06-01 20:00 | 558.67
2024-06-01 21:00 | 560.23
2024-06-01 22:00 | 504.22
2024-06-01 23:00 | 487.14
2024-06-02 | 266.36
2024-06-02 01:00 | 232.13
2024-06-02 02:00 | 118.23
2024-06-02 03:00 | 53.85
2024-06-02 04:00 | 66.83
2024-06-02 05:00 | 38.26
2024-06-02 06:00 | 36.62
2024-06-02 07:00 | 30.66
2024-06-02 08:00 | 7.24
2024-06-02 09:00 | 0
2024-06-02 10:00 | 11.64
2024-06-02 11:00 | 5.74
2024-06-02 12:00 | -0.75
2024-06-02 13:00 | -29.91
2024-06-02 14:00 | -37.3
2024-06-02 15:00 | -32.52
2024-06-02 16:00 | -66.98
2024-06-02 17:00 | -9.47
2024-06-02 18:00 | 104.05
2024-06-02 19:00 | 423.97
2024-06-02 20:00 | 502.59
2024-06-02 21:00 | 576.36
2024-06-02 22:00 | 378.17
2024-06-02 23:00 | 378.55
2024-06-03 | 698.17
2024-06-03 01:00 | 615.74
2024-06-03 02:00 | 598.22
2024-06-03 03:00 | 433.22
2024-06-03 04:00 | 384.44
2024-06-03 05:00 | 386.83
2024-06-03 06:00 | 505.28
2024-06-03 07:00 | 706.07
2024-06-03 08:00 | 842.05
2024-06-03 09:00 | 779.4
2024-06-03 10:00 | 637.67
2024-06-03 11:00 | 587.77
2024-06-03 12:00 | 509.23
2024-06-03 13:00 | 455.6
2024-06-03 14:00 | 410.4
2024-06-03 15:00 | 376.83
2024-06-03 16:00 | 424.2
2024-06-03 17:00 | 560.7
2024-06-03 18:00 | 830.79
2024-06-03 19:00 | 1032.85
2024-06-03 20:00 | 1337.41
2024-06-03 21:00 | 1295.41
2024-06-03 22:00 | 1010.78
2024-06-03 23:00 | 789.99
2024-06-04 | 786.99
2024-06-04 01:00 | 729.33
2024-06-04 02:00 | 711.73
2024-06-04 03:00 | 640.42
2024-06-04 04:00 | 602.53
2024-06-04 05:00 | 703.23
2024-06-04 06:00 | 1083.1801
2024-06-04 07:00 | 1325.15
2024-06-04 08:00 | 1019.33
2024-06-04 09:00 | 838.16
2024-06-04 10:00 | 683.24
2024-06-04 11:00 | 539.95
2024-06-04 12:00 | 456.26
2024-06-04 13:00 | 353.03
2024-06-04 14:00 | 268.67
2024-06-04 15:00 | 284.78
2024-06-04 16:00 | 322.75
2024-06-04 17:00 | 425.83
2024-06-04 18:00 | 552.56
2024-06-04 19:00 | 701.14
2024-06-04 20:00 | 783.18
2024-06-04 21:00 | 841.14
2024-06-04 22:00 | 720.68
2024-06-04 23:00 | 522.2
2024-06-05 | 111.96
2024-06-05 01:00 | 193.94
2024-06-05 02:00 | 183.5
2024-06-05 03:00 | 170.96
2024-06-05 04:00 | 164.1
2024-06-05 05:00 | 190.66
2024-06-05 06:00 | 272.71
2024-06-05 07:00 | 345.66
2024-06-05 08:00 | 363.34
2024-06-05 09:00 | 315.97
2024-06-05 10:00 | 298.44
2024-06-05 11:00 | 312.61
2024-06-05 12:00 | 260.55
2024-06-05 13:00 | 211.69
2024-06-05 14:00 | 163.58
2024-06-05 15:00 | 179.02
2024-06-05 16:00 | 231.68
2024-06-05 17:00 | 487.68
2024-06-05 18:00 | 699.37
2024-06-05 19:00 | 883.76
2024-06-05 20:00 | 1046.38
2024-06-05 21:00 | 1077.48
2024-06-05 22:00 | 981.18
2024-06-05 23:00 | 773.15
2024-06-06 | 650.29
2024-06-06 01:00 | 601.2
2024-06-06 02:00 | 573.75
2024-06-06 03:00 | 556.82
2024-06-06 04:00 | 595.46
2024-06-06 05:00 | 666.17
2024-06-06 06:00 | 835.42
2024-06-06 07:00 | 874.95
2024-06-06 08:00 | 697.05
2024-06-06 09:00 | 337.52
2024-06-06 10:00 | 350.88
2024-06-06 11:00 | 225.64
2024-06-06 12:00 | 181.48
2024-06-06 13:00 | 145.45
2024-06-06 14:00 | 180.73
2024-06-06 15:00 | 231.08
2024-06-06 16:00 | 370.27
2024-06-06 17:00 | 587.26
2024-06-06 18:00 | 670.72
2024-06-06 19:00 | 831.69
2024-06-06 20:00 | 1107.23
2024-06-06 21:00 | 1119.02
2024-06-06 22:00 | 924.63
2024-06-06 23:00 | 778.66
2024-06-07 | 753.37
2024-06-07 01:00 | 717.04
2024-06-07 02:00 | 684
2024-06-07 03:00 | 652.89
2024-06-07 04:00 | 628.43
2024-06-07 05:00 | 685.49
2024-06-07 06:00 | 805.28
2024-06-07 07:00 | 840.94
2024-06-07 08:00 | 735.47
2024-06-07 09:00 | 577.33
2024-06-07 10:00 | 436.8
2024-06-07 11:00 | 308.73
2024-06-07 12:00 | 252.94
2024-06-07 13:00 | 189.16
2024-06-07 14:00 | 129.86
2024-06-07 15:00 | 97.56
2024-06-07 16:00 | 190.73
2024-06-07 17:00 | 448.22
2024-06-07 18:00 | 605.16
2024-06-07 19:00 | 760.83
2024-06-07 20:00 | 892.63
2024-06-07 21:00 | 998.55
2024-06-07 22:00 | 840.56
2024-06-07 23:00 | 671.32
2024-06-08 | 675.59
2024-06-08 01:00 | 440.94
2024-06-08 02:00 | 330.3
2024-06-08 03:00 | 273.52
2024-06-08 04:00 | 254.72
2024-06-08 05:00 | 245.54
2024-06-08 06:00 | 262.48
2024-06-08 07:00 | 276.43
2024-06-08 08:00 | 314.85
2024-06-08 09:00 | 91.32
2024-06-08 10:00 | -0.3
2024-06-08 11:00 | -16.41
2024-06-08 12:00 | -44.77
2024-06-08 13:00 | -103.56
2024-06-08 14:00 | -109.15
2024-06-08 15:00 | -100.72
2024-06-08 16:00 | -18.95
2024-06-08 17:00 | 0.07
2024-06-08 18:00 | 201.52
2024-06-08 19:00 | 255.39
2024-06-08 20:00 | 243
2024-06-08 21:00 | 236.74
2024-06-08 22:00 | 232.11
2024-06-08 23:00 | 220.77
2024-06-09 | 514.89
2024-06-09 01:00 | 205
2024-06-09 02:00 | 126.97
2024-06-09 03:00 | 67.96
2024-06-09 04:00 | 30.51
2024-06-09 05:00 | 13.95
2024-06-09 06:00 | 35.29
2024-06-09 07:00 | 16.56
2024-06-09 08:00 | -0.6
2024-06-09 09:00 | -14.99
2024-06-09 10:00 | -56.7
2024-06-09 11:00 | -111.9
2024-06-09 12:00 | -184.78
2024-06-09 13:00 | -243.87
2024-06-09 14:00 | -276.99
2024-06-09 15:00 | -213.95
2024-06-09 16:00 | -37.23
2024-06-09 17:00 | -3.73
2024-06-09 18:00 | 298.4
2024-06-09 19:00 | 268.34
2024-06-09 20:00 | 284.52
2024-06-09 21:00 | 304.07
2024-06-09 22:00 | 307.28
2024-06-09 23:00 | 291.61
2024-06-10 | 277.14
2024-06-10 01:00 | 261.92
2024-06-10 02:00 | 256.77
2024-06-10 03:00 | 259.83
2024-06-10 04:00 | 248.34
2024-06-10 05:00 | 255.06
2024-06-10 06:00 | 295.34
2024-06-10 07:00 | 315.93
2024-06-10 08:00 | 307.8
2024-06-10 09:00 | 289.52
2024-06-10 10:00 | 264.9
2024-06-10 11:00 | 279
2024-06-10 12:00 | 294.6
2024-06-10 13:00 | 292.28
2024-06-10 14:00 | 289.75
2024-06-10 15:00 | 292.13
2024-06-10 16:00 | 237.83
2024-06-10 17:00 | 374.64
2024-06-10 18:00 | 490.42
2024-06-10 19:00 | 817.62
2024-06-10 20:00 | 848.95
2024-06-10 21:00 | 775.84
2024-06-10 22:00 | 724.81
2024-06-10 23:00 | 574.42
2024-06-11 | 448.09
2024-06-11 01:00 | 424.89
2024-06-11 02:00 | 457.19
2024-06-11 03:00 | 410.27
2024-06-11 04:00 | 433.17
2024-06-11 05:00 | 440.93
2024-06-11 06:00 | 563.56
2024-06-11 07:00 | 746.31
2024-06-11 08:00 | 682.54
2024-06-11 09:00 | 509.25
2024-06-11 10:00 | 372.37
2024-06-11 11:00 | 239.67
2024-06-11 12:00 | 88.32
2024-06-11 13:00 | 24.62
2024-06-11 14:00 | 7.98
2024-06-11 15:00 | 8.5
2024-06-11 16:00 | 103.61
2024-06-11 17:00 | 402.21
2024-06-11 18:00 | 534.47
2024-06-11 19:00 | 728.04
2024-06-11 20:00 | 918.92
2024-06-11 21:00 | 890.95
2024-06-11 22:00 | 754.15
2024-06-11 23:00 | 366.55
2024-06-12 | 635.15
2024-06-12 01:00 | 596.51
2024-06-12 02:00 | 529.46
2024-06-12 03:00 | 524.69
2024-06-12 04:00 | 487.47
2024-06-12 05:00 | 547.96
2024-06-12 06:00 | 853.67
2024-06-12 07:00 | 856.96
2024-06-12 08:00 | 773.35
2024-06-12 09:00 | 521.26
2024-06-12 10:00 | 413.34
2024-06-12 11:00 | 340.62
2024-06-12 12:00 | 305.34
2024-06-12 13:00 | 294.3
2024-06-12 14:00 | 288.86
2024-06-12 15:00 | 298.63
2024-06-12 16:00 | 341.22
2024-06-12 17:00 | 372.62
2024-06-12 18:00 | 526.18
2024-06-12 19:00 | 893.95
2024-06-12 20:00 | 1074.22
2024-06-12 21:00 | 940.49
2024-06-12 22:00 | 956.9
2024-06-12 23:00 | 798.56
2024-06-13 | 738.4
2024-06-13 01:00 | 668.51
2024-06-13 02:00 | 623.68
2024-06-13 03:00 | 599.29
2024-06-13 04:00 | 586.84
2024-06-13 05:00 | 673.06
2024-06-13 06:00 | 639.94
2024-06-13 07:00 | 912.48
2024-06-13 08:00 | 791.13
2024-06-13 09:00 | 550.37
2024-06-13 10:00 | 424.76
2024-06-13 11:00 | 380.54
2024-06-13 12:00 | 329.29
2024-06-13 13:00 | 327.36
2024-06-13 14:00 | 313.26
2024-06-13 15:00 | 347.79
2024-06-13 16:00 | 539.63
2024-06-13 17:00 | 597.28
2024-06-13 18:00 | 796.95
2024-06-13 19:00 | 907.33
2024-06-13 20:00 | 1239.16
2024-06-13 21:00 | 1109.53
2024-06-13 22:00 | 808.28
2024-06-13 23:00 | 635.32
2024-06-14 | 521.68
2024-06-14 01:00 | 439.64
2024-06-14 02:00 | 398.24
2024-06-14 03:00 | 376.23
2024-06-14 04:00 | 352.74
2024-06-14 05:00 | 393.24
2024-06-14 06:00 | 538.69
2024-06-14 07:00 | 686.23
2024-06-14 08:00 | 767.76
2024-06-14 09:00 | 764.85
2024-06-14 10:00 | 612.98
2024-06-14 11:00 | 507.96
2024-06-14 12:00 | 319.69
2024-06-14 13:00 | 297.47
2024-06-14 14:00 | 272.63
2024-06-14 15:00 | 275.61
2024-06-14 16:00 | 363.93
2024-06-14 17:00 | 559.43
2024-06-14 18:00 | 678.62
2024-06-14 19:00 | 843.39
2024-06-14 20:00 | 949.61
2024-06-14 21:00 | 873.6
2024-06-14 22:00 | 622.16
2024-06-14 23:00 | 443.22
2024-06-15 | 452.74
2024-06-15 01:00 | 306.21
2024-06-15 02:00 | 223.61
2024-06-15 03:00 | 215.33
2024-06-15 04:00 | 167.95
2024-06-15 05:00 | 74.91
2024-06-15 06:00 | 11.49
2024-06-15 07:00 | 0.67
2024-06-15 08:00 | 0
2024-06-15 09:00 | -0.45
2024-06-15 10:00 | -6.72
2024-06-15 11:00 | -5.6
2024-06-15 12:00 | -1.64
2024-06-15 13:00 | -4.78
2024-06-15 14:00 | -7.09
2024-06-15 15:00 | -17.98
2024-06-15 16:00 | -20.74
2024-06-15 17:00 | -20.74
2024-06-15 18:00 | -0.07
2024-06-15 19:00 | 298.45
2024-06-15 20:00 | 463.26
2024-06-15 21:00 | 505.64
2024-06-15 22:00 | 474.23
2024-06-15 23:00 | 301.43
2024-06-16 | 185.84
2024-06-16 01:00 | 77.29
2024-06-16 02:00 | 36.7
2024-06-16 03:00 | 21.78
2024-06-16 04:00 | 16.34
2024-06-16 05:00 | 18.87
2024-06-16 06:00 | 22.01
2024-06-16 07:00 | 5.15
2024-06-16 08:00 | -0.15
2024-06-16 09:00 | -5.97
2024-06-16 10:00 | -4.33
2024-06-16 11:00 | -4.4
2024-06-16 12:00 | -6.64
2024-06-16 13:00 | -5.97
2024-06-16 14:00 | -15.82
2024-06-16 15:00 | -19.4
2024-06-16 16:00 | -25.14
2024-06-16 17:00 | -17.46
2024-06-16 18:00 | 419.42
2024-06-16 19:00 | 743.42
2024-06-16 20:00 | 888.89
2024-06-16 21:00 | 904.93
2024-06-16 22:00 | 882.33
2024-06-16 23:00 | 704.55
2024-06-17 | 571.61
2024-06-17 01:00 | 497.82
2024-06-17 02:00 | 501.03
2024-06-17 03:00 | 522.82
2024-06-17 04:00 | 517.82
2024-06-17 05:00 | 633.38
2024-06-17 06:00 | 810.93
2024-06-17 07:00 | 987.81
2024-06-17 08:00 | 867.11
2024-06-17 09:00 | 632.11
2024-06-17 10:00 | 463.36
2024-06-17 11:00 | 360.7
2024-06-17 12:00 | 311.62
2024-06-17 13:00 | 294.31
2024-06-17 14:00 | 313.7
2024-06-17 15:00 | 344.29
2024-06-17 16:00 | 479.02
2024-06-17 17:00 | 660.83
2024-06-17 18:00 | 851.66
2024-06-17 19:00 | 1036.98
2024-06-17 20:00 | 1354.34
2024-06-17 21:00 | 1469.15
2024-06-17 22:00 | 956.03
2024-06-17 23:00 | 757.59
2024-06-18 | 723.07
2024-06-18 01:00 | 673.6
2024-06-18 02:00 | 653.01
2024-06-18 03:00 | 666.14
2024-06-18 04:00 | 673.6
2024-06-18 05:00 | 715.76
2024-06-18 06:00 | 1003.36
2024-06-18 07:00 | 971.13
2024-06-18 08:00 | 715.91
2024-06-18 09:00 | 603.55
2024-06-18 10:00 | 521.56
2024-06-18 11:00 | 408.91
2024-06-18 12:00 | 380.86
2024-06-18 13:00 | 380.71
2024-06-18 14:00 | 377.28
2024-06-18 15:00 | 407.19
2024-06-18 16:00 | 568.79
2024-06-18 17:00 | 671.89
2024-06-18 18:00 | 917.71
2024-06-18 19:00 | 1180.17
2024-06-18 20:00 | 1282.23
2024-06-18 21:00 | 1003.21
2024-06-18 22:00 | 777.38
2024-06-18 23:00 | 683.6
2024-06-19 | 745.64
2024-06-19 01:00 | 682.08
2024-06-19 02:00 | 647.91
2024-06-19 03:00 | 639.93
2024-06-19 04:00 | 622.7
2024-06-19 05:00 | 629.19
2024-06-19 06:00 | 839.64
2024-06-19 07:00 | 838.97
2024-06-19 08:00 | 775.19
2024-06-19 09:00 | 585.4
2024-06-19 10:00 | 421.05
2024-06-19 11:00 | 331.83
2024-06-19 12:00 | 306.84
2024-06-19 13:00 | 250.36
2024-06-19 14:00 | 163.15
2024-06-19 15:00 | 137.27
2024-06-19 16:00 | 187.03
2024-06-19 17:00 | 293.86
2024-06-19 18:00 | 276.7
2024-06-19 19:00 | 287.07
2024-06-19 20:00 | 349.58
2024-06-19 21:00 | 336.01
2024-06-19 22:00 | 358.24
2024-06-19 23:00 | 333.92
2024-06-20 | 545.94
2024-06-20 01:00 | 586.45
2024-06-20 02:00 | 588.39
2024-06-20 03:00 | 587.94
2024-06-20 04:00 | 586.45
2024-06-20 05:00 | 645.6
2024-06-20 06:00 | 839.39
2024-06-20 07:00 | 840.14
2024-06-20 08:00 | 768.23
2024-06-20 09:00 | 600.62
2024-06-20 10:00 | 505.14
2024-06-20 11:00 | 437.41
2024-06-20 12:00 | 412.8
2024-06-20 13:00 | 400.56
2024-06-20 14:00 | 411.23
2024-06-20 15:00 | 485.9
2024-06-20 16:00 | 500.96
2024-06-20 17:00 | 733.02
2024-06-20 18:00 | 889.96
2024-06-20 19:00 | 1160.8101
2024-06-20 20:00 | 1492.52
2024-06-20 21:00 | 970.15
2024-06-20 22:00 | 834.17
2024-06-20 23:00 | 709
2024-06-21 | 751.86
2024-06-21 01:00 | 676.98
2024-06-21 02:00 | 670.87
2024-06-21 03:00 | 655.05
2024-06-21 04:00 | 643.72
2024-06-21 05:00 | 642.45
2024-06-21 06:00 | 722.85
2024-06-21 07:00 | 915.87
2024-06-21 08:00 | 908.71
2024-06-21 09:00 | 832.86
2024-06-21 10:00 | 750.67
2024-06-21 11:00 | 670.79
2024-06-21 12:00 | 660.35
2024-06-21 13:00 | 616.64
2024-06-21 14:00 | 569.36
2024-06-21 15:00 | 597.1
2024-06-21 16:00 | 646.78
2024-06-21 17:00 | 750.67
2024-06-21 18:00 | 820.4
2024-06-21 19:00 | 872.09
2024-06-21 20:00 | 853.22
2024-06-21 21:00 | 785.05
2024-06-21 22:00 | 715.91
2024-06-21 23:00 | 612.62
2024-06-22 | 597.17
2024-06-22 01:00 | 523.93
2024-06-22 02:00 | 465.61
2024-06-22 03:00 | 376.63
2024-06-22 04:00 | 370.07
2024-06-22 05:00 | 346.58
2024-06-22 06:00 | 451.66
2024-06-22 07:00 | 364.63
2024-06-22 08:00 | 335.02
2024-06-22 09:00 | 258.42
2024-06-22 10:00 | 93.52
2024-06-22 11:00 | 26.77
2024-06-22 12:00 | 19.76
2024-06-22 13:00 | 0.6
2024-06-22 14:00 | -0.07
2024-06-22 15:00 | 0.6
2024-06-22 16:00 | 31.55
2024-06-22 17:00 | 317.64
2024-06-22 18:00 | 600.3
2024-06-22 19:00 | 836.5
2024-06-22 20:00 | 912.57
2024-06-22 21:00 | 925.18
2024-06-22 22:00 | 821.66
2024-06-22 23:00 | 669.51
2024-06-23 | 674.99
2024-06-23 01:00 | 591.14
2024-06-23 02:00 | 531.4
2024-06-23 03:00 | 527.14
2024-06-23 04:00 | 499.32
2024-06-23 05:00 | 463.14
2024-06-23 06:00 | 431.89
2024-06-23 07:00 | 345.74
2024-06-23 08:00 | 147.47
2024-06-23 09:00 | 31.63
2024-06-23 10:00 | 0
2024-06-23 11:00 | 10.82
2024-06-23 12:00 | 8.58
2024-06-23 13:00 | 3.21
2024-06-23 14:00 | -1.79
2024-06-23 15:00 | -15.22
2024-06-23 16:00 | -2.01
2024-06-23 17:00 | 168.65
2024-06-23 18:00 | 530.5
2024-06-23 19:00 | 742.19
2024-06-23 20:00 | 858.86
2024-06-23 21:00 | 861.09
2024-06-23 22:00 | 852.81
2024-06-23 23:00 | 744.36
2024-06-24 | 792.02
2024-06-24 01:00 | 687.67
2024-06-24 02:00 | 633.51
2024-06-24 03:00 | 630.01
2024-06-24 04:00 | 633.74
2024-06-24 05:00 | 723.7
2024-06-24 06:00 | 1014.9
2024-06-24 07:00 | 1014.46
2024-06-24 08:00 | 768.23
2024-06-24 09:00 | 591.82
2024-06-24 10:00 | 401.9
2024-06-24 11:00 | 282.03
2024-06-24 12:00 | 232.65
2024-06-24 13:00 | 223.48
2024-06-24 14:00 | 230.71
2024-06-24 15:00 | 356.92
2024-06-24 16:00 | 494.7
2024-06-24 17:00 | 615.31
2024-06-24 18:00 | 733.91
2024-06-24 19:00 | 1143.5
2024-06-24 20:00 | 1561.37
2024-06-24 21:00 | 1163.64
2024-06-24 22:00 | 869.67
2024-06-24 23:00 | 685.43
2024-06-25 | 662.39
2024-06-25 01:00 | 632.56
2024-06-25 02:00 | 632.41
2024-06-25 03:00 | 635.69
2024-06-25 04:00 | 637.78
2024-06-25 05:00 | 707.9
2024-06-25 06:00 | 856.34
2024-06-25 07:00 | 910.04
2024-06-25 08:00 | 774.28
2024-06-25 09:00 | 556.77
2024-06-25 10:00 | 360.44
2024-06-25 11:00 | 95.7
2024-06-25 12:00 | 0
2024-06-25 13:00 | 32.9
2024-06-25 14:00 | -0.3
2024-06-25 15:00 | 86.45
2024-06-25 16:00 | 360.81
2024-06-25 17:00 | 551.99
2024-06-25 18:00 | 715.35
2024-06-25 19:00 | 961.51
2024-06-25 20:00 | 1019.62
2024-06-25 21:00 | 910.72
2024-06-25 22:00 | 794.95
2024-06-25 23:00 | 670.97
2024-06-26 | 421.44
2024-06-26 01:00 | 373.41
2024-06-26 02:00 | 353.86
2024-06-26 03:00 | 323.36
2024-06-26 04:00 | 339.62
2024-06-26 05:00 | 410.4
2024-06-26 06:00 | 541.61
2024-06-26 07:00 | 597.78
2024-06-26 08:00 | 607.25
2024-06-26 09:00 | 446.88
2024-06-26 10:00 | 271.29
2024-06-26 11:00 | 266.96
2024-06-26 12:00 | 245.41
2024-06-26 13:00 | 250.7
2024-06-26 14:00 | 250.18
2024-06-26 15:00 | 243.54
2024-06-26 16:00 | 284.49
2024-06-26 17:00 | 427.78
2024-06-26 18:00 | 694.08
2024-06-26 19:00 | 659.39
2024-06-26 20:00 | 835.8
2024-06-26 21:00 | 739.28
2024-06-26 22:00 | 620.6
2024-06-26 23:00 | 409.29
2024-06-27 | 716.1
2024-06-27 01:00 | 648.22
2024-06-27 02:00 | 599.73
2024-06-27 03:00 | 617.93
2024-06-27 04:00 | 581.83
2024-06-27 05:00 | 620.92
2024-06-27 06:00 | 876.55
2024-06-27 07:00 | 925.04
2024-06-27 08:00 | 857.83
2024-06-27 09:00 | 662.91
2024-06-27 10:00 | 497.84
2024-06-27 11:00 | 370.06
2024-06-27 12:00 | 246.98
2024-06-27 13:00 | 237.95
2024-06-27 14:00 | 200.21
2024-06-27 15:00 | 171.57
2024-06-27 16:00 | 188.13
2024-06-27 17:00 | 362.3
2024-06-27 18:00 | 593.24
2024-06-27 19:00 | 821.13
2024-06-27 20:00 | 1492.17
2024-06-27 21:00 | 1388.78
2024-06-27 22:00 | 933.99
2024-06-27 23:00 | 759.36
2024-06-28 | 722.35
2024-06-28 01:00 | 711.68
2024-06-28 02:00 | 642.02
2024-06-28 03:00 | 596.45
2024-06-28 04:00 | 623.6
2024-06-28 05:00 | 680.8
2024-06-28 06:00 | 897.17
2024-06-28 07:00 | 812.45
2024-06-28 08:00 | 563.63
2024-06-28 09:00 | 307.59
2024-06-28 10:00 | 164.76
2024-06-28 11:00 | 15.14
2024-06-28 12:00 | -11.64
2024-06-28 13:00 | -37.96
2024-06-28 14:00 | -74.21
2024-06-28 15:00 | -73.91
2024-06-28 16:00 | -48.33
2024-06-28 17:00 | 24.09
2024-06-28 18:00 | 224.8
2024-06-28 19:00 | 297.96
2024-06-28 20:00 | 596.6
2024-06-28 21:00 | 856.82
2024-06-28 22:00 | 941.25
2024-06-28 23:00 | 811.85
2024-06-29 | 823.33
2024-06-29 01:00 | 807.6
2024-06-29 02:00 | 805.06
2024-06-29 03:00 | 799.39
2024-06-29 04:00 | 785.6
2024-06-29 05:00 | 761.66
2024-06-29 06:00 | 709.16
2024-06-29 07:00 | 614.44
2024-06-29 08:00 | 499
2024-06-29 09:00 | 220.6
2024-06-29 10:00 | 37.59
2024-06-29 11:00 | 0.3
2024-06-29 12:00 | -0.15
2024-06-29 13:00 | -1.72
2024-06-29 14:00 | -0.6
2024-06-29 15:00 | 9.7
2024-06-29 16:00 | 88.82
2024-06-29 17:00 | 518.39
2024-06-29 18:00 | 777.84
2024-06-29 19:00 | 946.61
2024-06-29 20:00 | 1038.12
2024-06-29 21:00 | 844.96
2024-06-29 22:00 | 746.37
2024-06-29 23:00 | 699.76
2024-06-30 | 522.52
2024-06-30 01:00 | 460.09
2024-06-30 02:00 | 497.23
2024-06-30 03:00 | 500.07
2024-06-30 04:00 | 480
2024-06-30 05:00 | 383.27
2024-06-30 06:00 | 384.54
2024-06-30 07:00 | 152.29
2024-06-30 08:00 | 50.94
2024-06-30 09:00 | 6.12
2024-06-30 10:00 | 0
2024-06-30 11:00 | 0
2024-06-30 12:00 | 0
2024-06-30 13:00 | 0
2024-06-30 14:00 | -5.15
2024-06-30 15:00 | 0
2024-06-30 16:00 | 6.79
2024-06-30 17:00 | 273.41
2024-06-30 18:00 | 522.22
2024-06-30 19:00 | 650.79
2024-06-30 20:00 | 745.07
2024-06-30 21:00 | 763.64
2024-06-30 22:00 | 761.92
2024-06-30 23:00 | 693.68
2024-07-01 | 707.63
2024-07-01 01:00 | 628.87
2024-07-01 02:00 | 583.15
2024-07-01 03:00 | 581.81
2024-07-01 04:00 | 564.06
2024-07-01 05:00 | 602.76
2024-07-01 06:00 | 907.35
2024-07-01 07:00 | 1018.11
2024-07-01 08:00 | 963.59
2024-07-01 09:00 | 841.27
2024-07-01 10:00 | 750.29
2024-07-01 11:00 | 642.07
2024-07-01 12:00 | 493.2
2024-07-01 13:00 | 318.61
2024-07-01 14:00 | 258.5
2024-07-01 15:00 | 242.76
2024-07-01 16:00 | 231.65
2024-07-01 17:00 | 410.2
2024-07-01 18:00 | 538.77
2024-07-01 19:00 | 733.73
2024-07-01 20:00 | 791.08
2024-07-01 21:00 | 939.72
2024-07-01 22:00 | 782.58
2024-07-01 23:00 | 653.7
2024-07-02 | 593.92
2024-07-02 01:00 | 462.35
2024-07-02 02:00 | 375.83
2024-07-02 03:00 | 402.83
2024-07-02 04:00 | 343.99
2024-07-02 05:00 | 379.04
2024-07-02 06:00 | 518.07
2024-07-02 07:00 | 496.14
2024-07-02 08:00 | 611.3
2024-07-02 09:00 | 498.97
2024-07-02 10:00 | 293.12
2024-07-02 11:00 | 265.37
2024-07-02 12:00 | 263.51
2024-07-02 13:00 | 257.99
2024-07-02 14:00 | 252.99
2024-07-02 15:00 | 243.07
2024-07-02 16:00 | 249.41
2024-07-02 17:00 | 262.17
2024-07-02 18:00 | 261.72
2024-07-02 19:00 | 267.16
2024-07-02 20:00 | 311.99
2024-07-02 21:00 | 436.92
2024-07-02 22:00 | 345.78
2024-07-02 23:00 | 301.1
2024-07-03 | 277.46
2024-07-03 01:00 | 268.81
2024-07-03 02:00 | 267.24
2024-07-03 03:00 | 270.38
2024-07-03 04:00 | 288.65
2024-07-03 05:00 | 439.31
2024-07-03 06:00 | 647.93
2024-07-03 07:00 | 729.6
2024-07-03 08:00 | 771.67
2024-07-03 09:00 | 416.71
2024-07-03 10:00 | 323.03
2024-07-03 11:00 | 298.12
2024-07-03 12:00 | 291.86
2024-07-03 13:00 | 296.18
2024-07-03 14:00 | 306.1
2024-07-03 15:00 | 317.22
2024-07-03 16:00 | 376.66
2024-07-03 17:00 | 590.5
2024-07-03 18:00 | 697.83
2024-07-03 19:00 | 831.27
2024-07-03 20:00 | 1149.97
2024-07-03 21:00 | 784.13
2024-07-03 22:00 | 655.24
2024-07-03 23:00 | 513.9
2024-07-04 | 436.33
2024-07-04 01:00 | 228.75
2024-07-04 02:00 | 154.24
2024-07-04 03:00 | 130.15
2024-07-04 04:00 | 70.78
2024-07-04 05:00 | 74.73
2024-07-04 06:00 | 197.43
2024-07-04 07:00 | 223.76
2024-07-04 08:00 | 235.91
2024-07-04 09:00 | 168.94
2024-07-04 10:00 | 14.17
2024-07-04 11:00 | 0
2024-07-04 12:00 | -0.3
2024-07-04 13:00 | -37.52
2024-07-04 14:00 | -142.38
2024-07-04 15:00 | -100.47
2024-07-04 16:00 | -39.6
2024-07-04 17:00 | -0.22
2024-07-04 18:00 | 50.49
2024-07-04 19:00 | 216.3
2024-07-04 20:00 | 336.16
2024-07-04 21:00 | 289.32
2024-07-04 22:00 | 288.5
2024-07-04 23:00 | 284.17
2024-07-05 | 51.61
2024-07-05 01:00 | 36.02
2024-07-05 02:00 | 29.83
2024-07-05 03:00 | 19.91
2024-07-05 04:00 | 21.78
2024-07-05 05:00 | 42.66
2024-07-05 06:00 | 149.1
2024-07-05 07:00 | 216.97
2024-07-05 08:00 | 234.72
2024-07-05 09:00 | 138.43
2024-07-05 10:00 | 22
2024-07-05 11:00 | 3.06
2024-07-05 12:00 | -0.3
2024-07-05 13:00 | -4.1
2024-07-05 14:00 | -5.74
2024-07-05 15:00 | -0.22
2024-07-05 16:00 | 14.4
2024-07-05 17:00 | 125.38
2024-07-05 18:00 | 186.84
2024-07-05 19:00 | 273.73
2024-07-05 20:00 | 282.01
2024-07-05 21:00 | 447.96
2024-07-05 22:00 | 618.02
2024-07-05 23:00 | 633.61
2024-07-06 | 637.89
2024-07-06 01:00 | 492.74
2024-07-06 02:00 | 473.8
2024-07-06 03:00 | 346.54
2024-07-06 04:00 | 288.07
2024-07-06 05:00 | 117.03
2024-07-06 06:00 | 42.74
2024-07-06 07:00 | 40.05
2024-07-06 08:00 | 25.36
2024-07-06 09:00 | 2.39
2024-07-06 10:00 | -0.3
2024-07-06 11:00 | -0.15
2024-07-06 12:00 | -0.22
2024-07-06 13:00 | -0.9
2024-07-06 14:00 | -16.26
2024-07-06 15:00 | -20.21
2024-07-06 16:00 | -4.48
2024-07-06 17:00 | -0.45
2024-07-06 18:00 | 14.02
2024-07-06 19:00 | 1.64
2024-07-06 20:00 | 49.9
2024-07-06 21:00 | 70.11
2024-07-06 22:00 | 134.26
2024-07-06 23:00 | 104.58
2024-07-07 | -0.22
2024-07-07 01:00 | -0.75
2024-07-07 02:00 | -5.97
2024-07-07 03:00 | -3.58
2024-07-07 04:00 | -0.45
2024-07-07 05:00 | -0.07
2024-07-07 06:00 | -0.07
2024-07-07 07:00 | -0.07
2024-07-07 08:00 | -4.47
2024-07-07 09:00 | -48.4
2024-07-07 10:00 | -74.43
2024-07-07 11:00 | -89.8
2024-07-07 12:00 | -100.61
2024-07-07 13:00 | -112.02
2024-07-07 14:00 | -156.47
2024-07-07 15:00 | -90.99
2024-07-07 16:00 | -45.94
2024-07-07 17:00 | -0.6
2024-07-07 18:00 | 477.24
2024-07-07 19:00 | 673.24
2024-07-07 20:00 | 890.49
2024-07-07 21:00 | 947.55
2024-07-07 22:00 | 859.17
2024-07-07 23:00 | 724.4
2024-07-08 | 608.73
2024-07-08 01:00 | 571.66
2024-07-08 02:00 | 552.49
2024-07-08 03:00 | 579.64
2024-07-08 04:00 | 568.9
2024-07-08 05:00 | 592.47
2024-07-08 06:00 | 820.39
2024-07-08 07:00 | 924.58
2024-07-08 08:00 | 750.58
2024-07-08 09:00 | 578.82
2024-07-08 10:00 | 402.21
2024-07-08 11:00 | 286.61
2024-07-08 12:00 | 237.09
2024-07-08 13:00 | 219.64
2024-07-08 14:00 | 220.46
2024-07-08 15:00 | 274.08
2024-07-08 16:00 | 477.32
2024-07-08 17:00 | 598.14
2024-07-08 18:00 | 765.42
2024-07-08 19:00 | 1006.84
2024-07-08 20:00 | 1857.14
2024-07-08 21:00 | 1295.39
2024-07-08 22:00 | 847.61
2024-07-08 23:00 | 686.29
2024-07-09 | 787.05
2024-07-09 01:00 | 715.74
2024-07-09 02:00 | 694.26
2024-07-09 03:00 | 679.79
2024-07-09 04:00 | 653.84
2024-07-09 05:00 | 722.23
2024-07-09 06:00 | 830.76
2024-07-09 07:00 | 773.92
2024-07-09 08:00 | 701.12
2024-07-09 09:00 | 501.68
2024-07-09 10:00 | 347.8
2024-07-09 11:00 | 251.44
2024-07-09 12:00 | 163.72
2024-07-09 13:00 | 119.19
2024-07-09 14:00 | 32.37
2024-07-09 15:00 | 82.64
2024-07-09 16:00 | 400.76
2024-07-09 17:00 | 609.31
2024-07-09 18:00 | 740.43
2024-07-09 19:00 | 822.48
2024-07-09 20:00 | 841.35
2024-07-09 21:00 | 748.26
2024-07-09 22:00 | 338.78
2024-07-09 23:00 | 301.78
2024-07-10 | 243.11
2024-07-10 01:00 | 246.09
2024-07-10 02:00 | 224.01
2024-07-10 03:00 | 214.32
2024-07-10 04:00 | 223.79
2024-07-10 05:00 | 243.78
2024-07-10 06:00 | 300.7
2024-07-10 07:00 | 325.09
2024-07-10 08:00 | 622.81
2024-07-10 09:00 | 586.11
2024-07-10 10:00 | 484.88
2024-07-10 11:00 | 416.03
2024-07-10 12:00 | 351.57
2024-07-10 13:00 | 304.06
2024-07-10 14:00 | 392.15
2024-07-10 15:00 | 394.69
2024-07-10 16:00 | 441.09
2024-07-10 17:00 | 597.82
2024-07-10 18:00 | 595.06
2024-07-10 19:00 | 743.88
2024-07-10 20:00 | 872.78
2024-07-10 21:00 | 1122.75
2024-07-10 22:00 | 850.18
2024-07-10 23:00 | 693.15
2024-07-11 | 716.38
2024-07-11 01:00 | 596.49
2024-07-11 02:00 | 574.92
2024-07-11 03:00 | 593.87
2024-07-11 04:00 | 599.17
2024-07-11 05:00 | 611.63
2024-07-11 06:00 | 801.73
2024-07-11 07:00 | 895.29
2024-07-11 08:00 | 794.79
2024-07-11 09:00 | 664.83
2024-07-11 10:00 | 602.01
2024-07-11 11:00 | 496.88
2024-07-11 12:00 | 428.54
2024-07-11 13:00 | 355.88
2024-07-11 14:00 | 331.85
2024-07-11 15:00 | 373.78
2024-07-11 16:00 | 454.96
2024-07-11 17:00 | 611.11
2024-07-11 18:00 | 683.25
2024-07-11 19:00 | 872.91
2024-07-11 20:00 | 1375.24
2024-07-11 21:00 | 1244
2024-07-11 22:00 | 907.15
2024-07-11 23:00 | 732.05
2024-07-12 | 764.13
2024-07-12 01:00 | 651.4
2024-07-12 02:00 | 609.62
2024-07-12 03:00 | 596.71
2024-07-12 04:00 | 570
2024-07-12 05:00 | 592.16
2024-07-12 06:00 | 805.31
2024-07-12 07:00 | 820.08
2024-07-12 08:00 | 817.69
2024-07-12 09:00 | 763.98
2024-07-12 10:00 | 715.26
2024-07-12 11:00 | 670.2
2024-07-12 12:00 | 621.1
2024-07-12 13:00 | 586.41
2024-07-12 14:00 | 582.23
2024-07-12 15:00 | 583.35
2024-07-12 16:00 | 624.16
2024-07-12 17:00 | 589.4
2024-07-12 18:00 | 671.84
2024-07-12 19:00 | 720.85
2024-07-12 20:00 | 683.4
2024-07-12 21:00 | 705.86
2024-07-12 22:00 | 639.09
2024-07-12 23:00 | 522.33
2024-07-13 | 251.74
2024-07-13 01:00 | 242.94
2024-07-13 02:00 | 259.87
2024-07-13 03:00 | 247.71
2024-07-13 04:00 | 243.61
2024-07-13 05:00 | 231.15
2024-07-13 06:00 | 227.86
2024-07-13 07:00 | 207.57
2024-07-13 08:00 | 198.47
2024-07-13 09:00 | 156.46
2024-07-13 10:00 | 38.5
2024-07-13 11:00 | 0.3
2024-07-13 12:00 | -0.07
2024-07-13 13:00 | -6.49
2024-07-13 14:00 | -6.04
2024-07-13 15:00 | -0.45
2024-07-13 16:00 | 10.52
2024-07-13 17:00 | -0.07
2024-07-13 18:00 | 214.66
2024-07-13 19:00 | 375.52
2024-07-13 20:00 | 562.95
2024-07-13 21:00 | 568.99
2024-07-13 22:00 | 588.24
2024-07-13 23:00 | 470.05
2024-07-14 | 663.7
2024-07-14 01:00 | 471.49
2024-07-14 02:00 | 413.74
2024-07-14 03:00 | 330.54
2024-07-14 04:00 | 283.01
2024-07-14 05:00 | 274.66
2024-07-14 06:00 | 238.47
2024-07-14 07:00 | 106.55
2024-07-14 08:00 | 2.16
2024-07-14 09:00 | -17.09
2024-07-14 10:00 | -22.53
2024-07-14 11:00 | -25.37
2024-07-14 12:00 | -31.49
2024-07-14 13:00 | -38.5
2024-07-14 14:00 | -47.83
2024-07-14 15:00 | -39.99
2024-07-14 16:00 | -75.81
2024-07-14 17:00 | -0.37
2024-07-14 18:00 | 347.26
2024-07-14 19:00 | 654.82
2024-07-14 20:00 | 841.65
2024-07-14 21:00 | 806.06
2024-07-14 22:00 | 789.72
2024-07-14 23:00 | 649.59
2024-07-15 | 592.07
2024-07-15 01:00 | 494.25
2024-07-15 02:00 | 434.03
2024-07-15 03:00 | 361.06
2024-07-15 04:00 | 388.74
2024-07-15 05:00 | 482.16
2024-07-15 06:00 | 482.61
2024-07-15 07:00 | 482.38
2024-07-15 08:00 | 482.08
2024-07-15 09:00 | 299.2
2024-07-15 10:00 | 265.03
2024-07-15 11:00 | 84.24
2024-07-15 12:00 | 0.52
2024-07-15 13:00 | -0.07
2024-07-15 14:00 | -0.52
2024-07-15 15:00 | 26.41
2024-07-15 16:00 | 330.47
2024-07-15 17:00 | 611.84
2024-07-15 18:00 | 853.22
2024-07-15 19:00 | 1389.62
2024-07-15 20:00 | 1598.54
2024-07-15 21:00 | 1050.27
2024-07-15 22:00 | 690.03
2024-07-15 23:00 | 597.66
2024-07-16 | 571.48
2024-07-16 01:00 | 475.83
2024-07-16 02:00 | 391.66
2024-07-16 03:00 | 274.74
2024-07-16 04:00 | 284.73
2024-07-16 05:00 | 375.47
2024-07-16 06:00 | 531.86
2024-07-16 07:00 | 593.05
2024-07-16 08:00 | 568.35
2024-07-16 09:00 | 468.36
2024-07-16 10:00 | 160.35
2024-07-16 11:00 | 10.67
2024-07-16 12:00 | 15.15
2024-07-16 13:00 | 98.49
2024-07-16 14:00 | 30.29
2024-07-16 15:00 | 10.97
2024-07-16 16:00 | -0.07
2024-07-16 17:00 | 165.05
2024-07-16 18:00 | 470.23
2024-07-16 19:00 | 611.78
2024-07-16 20:00 | 907.33
2024-07-16 21:00 | 852.71
2024-07-16 22:00 | 789.51
2024-07-16 23:00 | 629.09
2024-07-17 | 652.11
2024-07-17 01:00 | 544.52
2024-07-17 02:00 | 543.33
2024-07-17 03:00 | 526.24
2024-07-17 04:00 | 530.12
2024-07-17 05:00 | 577.8
2024-07-17 06:00 | 671.88
2024-07-17 07:00 | 744.33
2024-07-17 08:00 | 788.65
2024-07-17 09:00 | 575.56
2024-07-17 10:00 | 434.17
2024-07-17 11:00 | 311.51
2024-07-17 12:00 | 243.16
2024-07-17 13:00 | 163.03
2024-07-17 14:00 | 80.58
2024-07-17 15:00 | 100.5
2024-07-17 16:00 | 290.09
2024-07-17 17:00 | 460.21
2024-07-17 18:00 | 618.76
2024-07-17 19:00 | 797.53
2024-07-17 20:00 | 984.28
2024-07-17 21:00 | 1044.79
2024-07-17 22:00 | 857.37
2024-07-17 23:00 | 687.7
2024-07-18 | 506.57
2024-07-18 01:00 | 544.68
2024-07-18 02:00 | 493.59
2024-07-18 03:00 | 491.2
2024-07-18 04:00 | 466.88
2024-07-18 05:00 | 298.37
2024-07-18 06:00 | 650.31
2024-07-18 07:00 | 704.91
2024-07-18 08:00 | 506.27
2024-07-18 09:00 | 351.34
2024-07-18 10:00 | 270.78
2024-07-18 11:00 | 253.47
2024-07-18 12:00 | 253.25
2024-07-18 13:00 | 252.8
2024-07-18 14:00 | 254.36
2024-07-18 15:00 | 260.93
2024-07-18 16:00 | 197.08
2024-07-18 17:00 | 637.63
2024-07-18 18:00 | 686.26
2024-07-18 19:00 | 952.26
2024-07-18 20:00 | 1382.8199
2024-07-18 21:00 | 1318.29
2024-07-18 22:00 | 891.69
2024-07-18 23:00 | 760.26
2024-07-19 | 672.26
2024-07-19 01:00 | 600.2
2024-07-19 02:00 | 596.17
2024-07-19 03:00 | 583.48
2024-07-19 04:00 | 606.39
2024-07-19 05:00 | 667.04
2024-07-19 06:00 | 827.29
2024-07-19 07:00 | 810.73
2024-07-19 08:00 | 734.11
2024-07-19 09:00 | 607.51
2024-07-19 10:00 | 522.23
2024-07-19 11:00 | 438.3
2024-07-19 12:00 | 330.8
2024-07-19 13:00 | 272.31
2024-07-19 14:00 | 270.07
2024-07-19 15:00 | 317.37
2024-07-19 16:00 | 475.9
2024-07-19 17:00 | 576.99
2024-07-19 18:00 | 683.46
2024-07-19 19:00 | 888.1
2024-07-19 20:00 | 1358.41
2024-07-19 21:00 | 895.26
2024-07-19 22:00 | 797.23
2024-07-19 23:00 | 683.01
2024-07-20 | 706.79
2024-07-20 01:00 | 667.1
2024-07-20 02:00 | 658.44
2024-07-20 03:00 | 670.6
2024-07-20 04:00 | 703.13
2024-07-20 05:00 | 699.85
2024-07-20 06:00 | 665.16
2024-07-20 07:00 | 641.58
2024-07-20 08:00 | 508.85
2024-07-20 09:00 | 371.56
2024-07-20 10:00 | 38.42
2024-07-20 11:00 | 0
2024-07-20 12:00 | -1.57
2024-07-20 13:00 | 0.15
2024-07-20 14:00 | -1.87
2024-07-20 15:00 | -20.22
2024-07-20 16:00 | 18.06
2024-07-20 17:00 | 390.14
2024-07-20 18:00 | 634.19
2024-07-20 19:00 | 817.44
2024-07-20 20:00 | 1005.38
2024-07-20 21:00 | 811.84
2024-07-20 22:00 | 627.48
2024-07-20 23:00 | 555.93
2024-07-21 | 474.79
2024-07-21 01:00 | 420.09
2024-07-21 02:00 | 411.88
2024-07-21 03:00 | 450.54
2024-07-21 04:00 | 496.57
2024-07-21 05:00 | 561.42
2024-07-21 06:00 | 480.53
2024-07-21 07:00 | 421.81
2024-07-21 08:00 | 363.23
2024-07-21 09:00 | 78.87
2024-07-21 10:00 | 0.52
2024-07-21 11:00 | 0.22
2024-07-21 12:00 | 0.15
2024-07-21 13:00 | -0.45
2024-07-21 14:00 | -1.34
2024-07-21 15:00 | 0.3
2024-07-21 16:00 | 0.82
2024-07-21 17:00 | 446.28
2024-07-21 18:00 | 600.29
2024-07-21 19:00 | 807.88
2024-07-21 20:00 | 841.15
2024-07-21 21:00 | 919.95
2024-07-21 22:00 | 814.59
2024-07-21 23:00 | 672.74
2024-07-22 | 901.67
2024-07-22 01:00 | 721.02
2024-07-22 02:00 | 648.27
2024-07-22 03:00 | 648.64
2024-07-22 04:00 | 610.66
2024-07-22 05:00 | 591.86
2024-07-22 06:00 | 811.16
2024-07-22 07:00 | 896.07
2024-07-22 08:00 | 852.72
2024-07-22 09:00 | 703.93
2024-07-22 10:00 | 473.29
2024-07-22 11:00 | 291.6
2024-07-22 12:00 | 191.09
2024-07-22 13:00 | 174.3
2024-07-22 14:00 | 144.83
2024-07-22 15:00 | 152.07
2024-07-22 16:00 | 170.28
2024-07-22 17:00 | 463.82
2024-07-22 18:00 | 603.72
2024-07-22 19:00 | 739
2024-07-22 20:00 | 1043.66
2024-07-22 21:00 | 1046.5699
2024-07-22 22:00 | 828.54
2024-07-22 23:00 | 712.74
2024-07-23 | 618.23
2024-07-23 01:00 | 559.35
2024-07-23 02:00 | 547.63
2024-07-23 03:00 | 508.38
2024-07-23 04:00 | 526.52
2024-07-23 05:00 | 549.8
2024-07-23 06:00 | 745.45
2024-07-23 07:00 | 865.59
2024-07-23 08:00 | 824.18
2024-07-23 09:00 | 651.36
2024-07-23 10:00 | 513.91
2024-07-23 11:00 | 457.94
2024-07-23 12:00 | 324
2024-07-23 13:00 | 285.72
2024-07-23 14:00 | 268.71
2024-07-23 15:00 | 313.1
2024-07-23 16:00 | 483.98
2024-07-23 17:00 | 593.45
2024-07-23 18:00 | 596.36
2024-07-23 19:00 | 716.57
2024-07-23 20:00 | 872.53
2024-07-23 21:00 | 761.2
2024-07-23 22:00 | 740.45
2024-07-23 23:00 | 683.37
2024-07-24 | 623.36
2024-07-24 01:00 | 584.42
2024-07-24 02:00 | 541.37
2024-07-24 03:00 | 549.13
2024-07-24 04:00 | 423.63
2024-07-24 05:00 | 299.18
2024-07-24 06:00 | 323.43
2024-07-24 07:00 | 336.19
2024-07-24 08:00 | 429.08
2024-07-24 09:00 | 270.24
2024-07-24 10:00 | 186.52
2024-07-24 11:00 | 158.1
2024-07-24 12:00 | 11.79
2024-07-24 13:00 | -1.12
2024-07-24 14:00 | -15.37
2024-07-24 15:00 | -14.62
2024-07-24 16:00 | 16.49
2024-07-24 17:00 | 292.99
2024-07-24 18:00 | 387.15
2024-07-24 19:00 | 668.5
2024-07-24 20:00 | 809.66
2024-07-24 21:00 | 881.21
2024-07-24 22:00 | 813.32
2024-07-24 23:00 | 631.57
2024-07-25 | 624.57
2024-07-25 01:00 | 578.3
2024-07-25 02:00 | 567.86
2024-07-25 03:00 | 596.36
2024-07-25 04:00 | 570.09
2024-07-25 05:00 | 690.46
2024-07-25 06:00 | 792.16
2024-07-25 07:00 | 813.58
2024-07-25 08:00 | 678.89
2024-07-25 09:00 | 537.11
2024-07-25 10:00 | 411
2024-07-25 11:00 | 275.72
2024-07-25 12:00 | 181.4
2024-07-25 13:00 | 129.54
2024-07-25 14:00 | 99.02
2024-07-25 15:00 | 195.5
2024-07-25 16:00 | 401.45
2024-07-25 17:00 | 596.96
2024-07-25 18:00 | 723.81
2024-07-25 19:00 | 894.69
2024-07-25 20:00 | 1106.61
2024-07-25 21:00 | 969.83
2024-07-25 22:00 | 746.2
2024-07-25 23:00 | 633.89
2024-07-26 | 604.46
2024-07-26 01:00 | 548.49
2024-07-26 02:00 | 559.76
2024-07-26 03:00 | 576.85
2024-07-26 04:00 | 573.86
2024-07-26 05:00 | 596.92
2024-07-26 06:00 | 608.11
2024-07-26 07:00 | 795.94
2024-07-26 08:00 | 776.84
2024-07-26 09:00 | 722.59
2024-07-26 10:00 | 675.57
2024-07-26 11:00 | 607.07
2024-07-26 12:00 | 522.37
2024-07-26 13:00 | 471.03
2024-07-26 14:00 | 449.16
2024-07-26 15:00 | 508.49
2024-07-26 16:00 | 543.56
2024-07-26 17:00 | 660.58
2024-07-26 18:00 | 704.01
2024-07-26 19:00 | 804.38
2024-07-26 20:00 | 1068.99
2024-07-26 21:00 | 1037.28
2024-07-26 22:00 | 793.93
2024-07-26 23:00 | 730.65
2024-07-27 | 775.23
2024-07-27 01:00 | 768.89
2024-07-27 02:00 | 723.07
2024-07-27 03:00 | 710.08
2024-07-27 04:00 | 690.01
2024-07-27 05:00 | 673.07
2024-07-27 06:00 | 649.93
2024-07-27 07:00 | 615.01
2024-07-27 08:00 | 632.02
2024-07-27 09:00 | 505
2024-07-27 10:00 | 453.59
2024-07-27 11:00 | 297.76
2024-07-27 12:00 | 208.96
2024-07-27 13:00 | 132.84
2024-07-27 14:00 | 133.73
2024-07-27 15:00 | 261.35
2024-07-27 16:00 | 505.38
2024-07-27 17:00 | 649.71
2024-07-27 18:00 | 783.37
2024-07-27 19:00 | 863.14
2024-07-27 20:00 | 908.67
2024-07-27 21:00 | 909.11
2024-07-27 22:00 | 806.72
2024-07-27 23:00 | 730.9
2024-07-28 | 820.82
2024-07-28 01:00 | 709.78
2024-07-28 02:00 | 658.28
2024-07-28 03:00 | 608.43
2024-07-28 04:00 | 586.12
2024-07-28 05:00 | 591.49
2024-07-28 06:00 | 563.66
2024-07-28 07:00 | 541.87
2024-07-28 08:00 | 190.22
2024-07-28 09:00 | 36.72
2024-07-28 10:00 | 0
2024-07-28 11:00 | -18.13
2024-07-28 12:00 | -112.24
2024-07-28 13:00 | -222.39
2024-07-28 14:00 | -363.36
2024-07-28 15:00 | -250.22
2024-07-28 16:00 | -99.1
2024-07-28 17:00 | -14.85
2024-07-28 18:00 | 181.57
2024-07-28 19:00 | 443.21
2024-07-28 20:00 | 588.58
2024-07-28 21:00 | 579.63
2024-07-28 22:00 | 589.4
2024-07-28 23:00 | 566.2
2024-07-29 | 513.66
2024-07-29 01:00 | 508.96
2024-07-29 02:00 | 516.12
2024-07-29 03:00 | 373.96
2024-07-29 04:00 | 384.85
2024-07-29 05:00 | 405.75
2024-07-29 06:00 | 603.43
2024-07-29 07:00 | 753.21
2024-07-29 08:00 | 734.78
2024-07-29 09:00 | 475.08
2024-07-29 10:00 | 78.96
2024-07-29 11:00 | -1.19
2024-07-29 12:00 | -1.42
2024-07-29 13:00 | -12.69
2024-07-29 14:00 | -7.31
2024-07-29 15:00 | -0.52
2024-07-29 16:00 | 102.54
2024-07-29 17:00 | 481.19
2024-07-29 18:00 | 723.21
2024-07-29 19:00 | 893.43
2024-07-29 20:00 | 1285.08
2024-07-29 21:00 | 990.45
2024-07-29 22:00 | 804.48
2024-07-29 23:00 | 673.14
2024-07-30 | 582.16
2024-07-30 01:00 | 565.44
2024-07-30 02:00 | 591.56
2024-07-30 03:00 | 624.85
2024-07-30 04:00 | 661.11
2024-07-30 05:00 | 748.05
2024-07-30 06:00 | 862.98
2024-07-30 07:00 | 846.86
2024-07-30 08:00 | 743.65
2024-07-30 09:00 | 505.82
2024-07-30 10:00 | 280
2024-07-30 11:00 | 58.51
2024-07-30 12:00 | 8.13
2024-07-30 13:00 | 0.07
2024-07-30 14:00 | -0.45
2024-07-30 15:00 | 98.88
2024-07-30 16:00 | 303.58
2024-07-30 17:00 | 582.83
2024-07-30 18:00 | 771.63
2024-07-30 19:00 | 945.96
2024-07-30 20:00 | 1268.9399
2024-07-30 21:00 | 1102.01
2024-07-30 22:00 | 858.05
2024-07-30 23:00 | 739.1
2024-07-31 | 737.56
2024-07-31 01:00 | 651.31
2024-07-31 02:00 | 635.64
2024-07-31 03:00 | 618.55
2024-07-31 04:00 | 634.97
2024-07-31 05:00 | 702.27
2024-07-31 06:00 | 783.83
2024-07-31 07:00 | 818.37
2024-07-31 08:00 | 710.78
2024-07-31 09:00 | 588.19
2024-07-31 10:00 | 417.02
2024-07-31 11:00 | 249.66
2024-07-31 12:00 | 162.29
2024-07-31 13:00 | 84.76
2024-07-31 14:00 | 130.8
2024-07-31 15:00 | 236.83
2024-07-31 16:00 | 255.63
2024-07-31 17:00 | 565.58
2024-07-31 18:00 | 715.48
2024-07-31 19:00 | 855.23
2024-07-31 20:00 | 997.07
2024-07-31 21:00 | 840.46
2024-07-31 22:00 | 779.8
2024-07-31 23:00 | 719.96
2024-08-01 | 719.72
2024-08-01 01:00 | 689.5
2024-08-01 02:00 | 648.09
2024-08-01 03:00 | 627.64
2024-08-01 04:00 | 642.49
2024-08-01 05:00 | 739.5
2024-08-01 06:00 | 852.32
2024-08-01 07:00 | 798.37
2024-08-01 08:00 | 790.61
2024-08-01 09:00 | 672.34
2024-08-01 10:00 | 574.21
2024-08-01 11:00 | 504.74
2024-08-01 12:00 | 477.8
2024-08-01 13:00 | 450.56
2024-08-01 14:00 | 463.62
2024-08-01 15:00 | 526.45
2024-08-01 16:00 | 553.99
2024-08-01 17:00 | 699.8
2024-08-01 18:00 | 765.61
2024-08-01 19:00 | 839.49
2024-08-01 20:00 | 1030.29
2024-08-01 21:00 | 925.53
2024-08-01 22:00 | 842.77
2024-08-01 23:00 | 788.75
2024-08-02 | 700.86
2024-08-02 01:00 | 665.35
2024-08-02 02:00 | 657.44
2024-08-02 03:00 | 619.09
2024-08-02 04:00 | 648.78
2024-08-02 05:00 | 704.67
2024-08-02 06:00 | 817.12
2024-08-02 07:00 | 893.82
2024-08-02 08:00 | 844.57
2024-08-02 09:00 | 779.14
2024-08-02 10:00 | 684.08
2024-08-02 11:00 | 579.69
2024-08-02 12:00 | 549.02
2024-08-02 13:00 | 462.17
2024-08-02 14:00 | 398.75
2024-08-02 15:00 | 377.41
2024-08-02 16:00 | 488.14
2024-08-02 17:00 | 579.69
2024-08-02 18:00 | 745.41
2024-08-02 19:00 | 958.74
2024-08-02 20:00 | 1090.8101
2024-08-02 21:00 | 907.77
2024-08-02 22:00 | 853.75
2024-08-02 23:00 | 738.77
2024-08-03 | 766
2024-08-03 01:00 | 739.8
2024-08-03 02:00 | 696.22
2024-08-03 03:00 | 664.88
2024-08-03 04:00 | 644.06
2024-08-03 05:00 | 687.27
2024-08-03 06:00 | 745.47
2024-08-03 07:00 | 712.72
2024-08-03 08:00 | 630.56
2024-08-03 09:00 | 492.95
2024-08-03 10:00 | 242.07
2024-08-03 11:00 | 151.93
2024-08-03 12:00 | 109.4
2024-08-03 13:00 | 47.83
2024-08-03 14:00 | 30.6
2024-08-03 15:00 | 92.38
2024-08-03 16:00 | 242.07
2024-08-03 17:00 | 549.29
2024-08-03 18:00 | 772.71
2024-08-03 19:00 | 820.99
2024-08-03 20:00 | 894.72
2024-08-03 21:00 | 976.43
2024-08-03 22:00 | 889.5
2024-08-03 23:00 | 755.92
2024-08-04 | 822.36
2024-08-04 01:00 | 756.18
2024-08-04 02:00 | 723.05
2024-08-04 03:00 | 691.56
2024-08-04 04:00 | 660.89
2024-08-04 05:00 | 619.33
2024-08-04 06:00 | 579.78
2024-08-04 07:00 | 546.2
2024-08-04 08:00 | 477.03
2024-08-04 09:00 | 209.75
2024-08-04 10:00 | 60.07
2024-08-04 11:00 | 15.3
2024-08-04 12:00 | 0.45
2024-08-04 13:00 | -0.3
2024-08-04 14:00 | -15.97
2024-08-04 15:00 | -0.07
2024-08-04 16:00 | 7.46
2024-08-04 17:00 | 167.59
2024-08-04 18:00 | 486.51
2024-08-04 19:00 | 644.7
2024-08-04 20:00 | 665.44
2024-08-04 21:00 | 708.12
2024-08-04 22:00 | 673.05
2024-08-04 23:00 | 494.87
2024-08-05 | 355.93
2024-08-05 01:00 | 342.72
2024-08-05 02:00 | 324.07
2024-08-05 03:00 | 331.01
2024-08-05 04:00 | 351.23
2024-08-05 05:00 | 563.96
2024-08-05 06:00 | 887.8
2024-08-05 07:00 | 1020.4
2024-08-05 08:00 | 850.42
2024-08-05 09:00 | 767.3
2024-08-05 10:00 | 555.9
2024-08-05 11:00 | 479.79
2024-08-05 12:00 | 426.22
2024-08-05 13:00 | 313.77
2024-08-05 14:00 | 271.24
2024-08-05 15:00 | 383.76
2024-08-05 16:00 | 523.07
2024-08-05 17:00 | 637.24
2024-08-05 18:00 | 813.11
2024-08-05 19:00 | 1139.86
2024-08-05 20:00 | 1865.52
2024-08-05 21:00 | 1275.45
2024-08-05 22:00 | 897.65
2024-08-05 23:00 | 767.97
2024-08-06 | 769.1
2024-08-06 01:00 | 713
2024-08-06 02:00 | 665.77
2024-08-06 03:00 | 635.93
2024-08-06 04:00 | 639.81
2024-08-06 05:00 | 714.49
2024-08-06 06:00 | 924.06
2024-08-06 07:00 | 940.32
2024-08-06 08:00 | 636.3
2024-08-06 09:00 | 555.88
2024-08-06 10:00 | 268.88
2024-08-06 11:00 | 159.88
2024-08-06 12:00 | 118.32
2024-08-06 13:00 | 22.01
2024-08-06 14:00 | 35.74
2024-08-06 15:00 | 145.03
2024-08-06 16:00 | 296.26
2024-08-06 17:00 | 613.18
2024-08-06 18:00 | 792.97
2024-08-06 19:00 | 1302.45
2024-08-06 20:00 | 1722.25
2024-08-06 21:00 | 1271.64
2024-08-06 22:00 | 884.37
2024-08-06 23:00 | 746.27
2024-08-07 | 682.02
2024-08-07 01:00 | 621.19
2024-08-07 02:00 | 591.72
2024-08-07 03:00 | 621.19
2024-08-07 04:00 | 645
2024-08-07 05:00 | 778.81
2024-08-07 06:00 | 940.82
2024-08-07 07:00 | 955.08
2024-08-07 08:00 | 813.88
2024-08-07 09:00 | 663.51
2024-08-07 10:00 | 548.96
2024-08-07 11:00 | 466.34
2024-08-07 12:00 | 314.48
2024-08-07 13:00 | 261.57
2024-08-07 14:00 | 382.02
2024-08-07 15:00 | 517.02
2024-08-07 16:00 | 639.85
2024-08-07 17:00 | 785.07
2024-08-07 18:00 | 794.1
2024-08-07 19:00 | 893.66
2024-08-07 20:00 | 1114.03
2024-08-07 21:00 | 1001.87
2024-08-07 22:00 | 841.34
2024-08-07 23:00 | 767.02
2024-08-08 | 719.65
2024-08-08 01:00 | 657.19
2024-08-08 02:00 | 651.96
2024-08-08 03:00 | 657.19
2024-08-08 04:00 | 658.75
2024-08-08 05:00 | 717.26
2024-08-08 06:00 | 827.87
2024-08-08 07:00 | 932.35
2024-08-08 08:00 | 853.84
2024-08-08 09:00 | 797.34
2024-08-08 10:00 | 642.56
2024-08-08 11:00 | 534.35
2024-08-08 12:00 | 424.64
2024-08-08 13:00 | 302.17
2024-08-08 14:00 | 240.16
2024-08-08 15:00 | 300.31
2024-08-08 16:00 | 428.75
2024-08-08 17:00 | 600.92
2024-08-08 18:00 | 760.62
2024-08-08 19:00 | 1033.54
2024-08-08 20:00 | 1472.51
2024-08-08 21:00 | 1007.5
2024-08-08 22:00 | 761.22
2024-08-08 23:00 | 698.23
2024-08-09 | 732.2
2024-08-09 01:00 | 550.42
2024-08-09 02:00 | 242.23
2024-08-09 03:00 | 157.83
2024-08-09 04:00 | 82.01
2024-08-09 05:00 | 31.42
2024-08-09 06:00 | 97.23
2024-08-09 07:00 | 125.44
2024-08-09 08:00 | 159.02
2024-08-09 09:00 | 217.53
2024-08-09 10:00 | 67.01
2024-08-09 11:00 | 4.48
2024-08-09 12:00 | -0.22
2024-08-09 13:00 | -1.19
2024-08-09 14:00 | -5.97
2024-08-09 15:00 | -0.82
2024-08-09 16:00 | -0.07
2024-08-09 17:00 | 19.03
2024-08-09 18:00 | 120.59
2024-08-09 19:00 | 188.57
2024-08-09 20:00 | 217.6
2024-08-09 21:00 | 205.81
2024-08-09 22:00 | 194.02
2024-08-09 23:00 | 226.93
2024-08-10 | 149.69
2024-08-10 01:00 | 172.53
2024-08-10 02:00 | 117.61
2024-08-10 03:00 | 71.12
2024-08-10 04:00 | 67.01
2024-08-10 05:00 | 64.1
2024-08-10 06:00 | 87.83
2024-08-10 07:00 | 119.62
2024-08-10 08:00 | 112.01
2024-08-10 09:00 | 1.49
2024-08-10 10:00 | -22.39
2024-08-10 11:00 | -91.04
2024-08-10 12:00 | -167.83
2024-08-10 13:00 | -304.24
2024-08-10 14:00 | -299.16
2024-08-10 15:00 | -221.41
2024-08-10 16:00 | -61.19
2024-08-10 17:00 | 0.52
2024-08-10 18:00 | 88.13
2024-08-10 19:00 | 149.84
2024-08-10 20:00 | 319.68
2024-08-10 21:00 | 297.45
2024-08-10 22:00 | 361.55
2024-08-10 23:00 | 320.65
2024-08-11 | 345.52
2024-08-11 01:00 | 334.03
2024-08-11 02:00 | 329.03
2024-08-11 03:00 | 338.58
2024-08-11 04:00 | 338.36
2024-08-11 05:00 | 342.61
2024-08-11 06:00 | 365.22
2024-08-11 07:00 | 520.37
2024-08-11 08:00 | 207.46
2024-08-11 09:00 | 0
2024-08-11 10:00 | -37.39
2024-08-11 11:00 | -111.87
2024-08-11 12:00 | -239.1
2024-08-11 13:00 | -447.46
2024-08-11 14:00 | -373.81
2024-08-11 15:00 | -234.48
2024-08-11 16:00 | -37.09
2024-08-11 17:00 | 10.9
2024-08-11 18:00 | 657.76
2024-08-11 19:00 | 961.19
2024-08-11 20:00 | 1023.73
2024-08-11 21:00 | 941.42
2024-08-11 22:00 | 820.82
2024-08-11 23:00 | 725.97
2024-08-12 | 783.43
2024-08-12 01:00 | 706.12
2024-08-12 02:00 | 636.57
2024-08-12 03:00 | 646.27
2024-08-12 04:00 | 663.06
2024-08-12 05:00 | 854.77
2024-08-12 06:00 | 1147.91
2024-08-12 07:00 | 1147.91
2024-08-12 08:00 | 860.07
2024-08-12 09:00 | 521.64
2024-08-12 10:00 | 299.4
2024-08-12 11:00 | 119.7
2024-08-12 12:00 | 75.07
2024-08-12 13:00 | 52.09
2024-08-12 14:00 | 102.98
2024-08-12 15:00 | 207.98
2024-08-12 16:00 | 363.06
2024-08-12 17:00 | 666.34
2024-08-12 18:00 | 916.27
2024-08-12 19:00 | 1537.46
2024-08-12 20:00 | 1677.91
2024-08-12 21:00 | 957.76
2024-08-12 22:00 | 797.61
2024-08-12 23:00 | 746.64
2024-08-13 | 741.64
2024-08-13 01:00 | 654.63
2024-08-13 02:00 | 606.35
2024-08-13 03:00 | 503.21
2024-08-13 04:00 | 503.21
2024-08-13 05:00 | 642.61
2024-08-13 06:00 | 926.94
2024-08-13 07:00 | 870.08
2024-08-13 08:00 | 794.11
2024-08-13 09:00 | 507.54
2024-08-13 10:00 | 412.54
2024-08-13 11:00 | 351.27
2024-08-13 12:00 | 320.97
2024-08-13 13:00 | 301.27
2024-08-13 14:00 | 357.17
2024-08-13 15:00 | 285.15
2024-08-13 16:00 | 470.37
2024-08-13 17:00 | 783.58
2024-08-13 18:00 | 882.84
2024-08-13 19:00 | 1413.89
2024-08-13 20:00 | 1439.11
2024-08-13 21:00 | 949.41
2024-08-13 22:00 | 831.94
2024-08-13 23:00 | 782.99
2024-08-14 | 654.66
2024-08-14 01:00 | 671.97
2024-08-14 02:00 | 646.22
2024-08-14 03:00 | 673.83
2024-08-14 04:00 | 698.46
2024-08-14 05:00 | 799.2
2024-08-14 06:00 | 968.14
2024-08-14 07:00 | 1019.48
2024-08-14 08:00 | 902.62
2024-08-14 09:00 | 811.81
2024-08-14 10:00 | 619.96
2024-08-14 11:00 | 576.38
2024-08-14 12:00 | 543.62
2024-08-14 13:00 | 562.5
2024-08-14 14:00 | 557.5
2024-08-14 15:00 | 609.96
2024-08-14 16:00 | 704.13
2024-08-14 17:00 | 787.93
2024-08-14 18:00 | 831.88
2024-08-14 19:00 | 1204.47
2024-08-14 20:00 | 1633.62
2024-08-14 21:00 | 1109.62
2024-08-14 22:00 | 898.67
2024-08-14 23:00 | 820.46
2024-08-15 | 823.33
2024-08-15 01:00 | 818.33
2024-08-15 02:00 | 785.79
2024-08-15 03:00 | 706.99
2024-08-15 04:00 | 716.54
2024-08-15 05:00 | 812.73
2024-08-15 06:00 | 893.62
2024-08-15 07:00 | 900.79
2024-08-15 08:00 | 857.95
2024-08-15 09:00 | 679.97
2024-08-15 10:00 | 441.03
2024-08-15 11:00 | 148.8
2024-08-15 12:00 | 73.58
2024-08-15 13:00 | 0.07
2024-08-15 14:00 | -0.3
2024-08-15 15:00 | 31.72
2024-08-15 16:00 | 249.32
2024-08-15 17:00 | 576.55
2024-08-15 18:00 | 894.97
2024-08-15 19:00 | 1063.47
2024-08-15 20:00 | 1196.22
2024-08-15 21:00 | 906.46
2024-08-15 22:00 | 831.31
2024-08-15 23:00 | 698.03
2024-08-16 | 606.76
2024-08-16 01:00 | 545.57
2024-08-16 02:00 | 617.88
2024-08-16 03:00 | 586.24
2024-08-16 04:00 | 654.9
2024-08-16 05:00 | 686.91
2024-08-16 06:00 | 958.31
2024-08-16 07:00 | 1006.75
2024-08-16 08:00 | 931.53
2024-08-16 09:00 | 753.32
2024-08-16 10:00 | 568.26
2024-08-16 11:00 | 446.47
2024-08-16 12:00 | 378.19
2024-08-16 13:00 | 372.6
2024-08-16 14:00 | 354.98
2024-08-16 15:00 | 405.95
2024-08-16 16:00 | 616.91
2024-08-16 17:00 | 774.29
2024-08-16 18:00 | 1006.82
2024-08-16 19:00 | 1720.22
2024-08-16 20:00 | 1814.25
2024-08-16 21:00 | 1282.26
2024-08-16 22:00 | 1003.98
2024-08-16 23:00 | 866.9
2024-08-17 | 799.19
2024-08-17 01:00 | 815.24
2024-08-17 02:00 | 769.5
2024-08-17 03:00 | 759.72
2024-08-17 04:00 | 825.16
2024-08-17 05:00 | 827.02
2024-08-17 06:00 | 796.13
2024-08-17 07:00 | 775.76
2024-08-17 08:00 | 771.74
2024-08-17 09:00 | 626.76
2024-08-17 10:00 | 518.49
2024-08-17 11:00 | 404.11
2024-08-17 12:00 | 349.42
2024-08-17 13:00 | 303.16
2024-08-17 14:00 | 293.61
2024-08-17 15:00 | 295.17
2024-08-17 16:00 | 439.33
2024-08-17 17:00 | 659.59
2024-08-17 18:00 | 892.98
2024-08-17 19:00 | 1048.78
2024-08-17 20:00 | 1113.1
2024-08-17 21:00 | 947.45
2024-08-17 22:00 | 870.75
2024-08-17 23:00 | 789.57
2024-08-18 | 834.33
2024-08-18 01:00 | 841.64
2024-08-18 02:00 | 792.17
2024-08-18 03:00 | 792.55
2024-08-18 04:00 | 781.58
2024-08-18 05:00 | 783.22
2024-08-18 06:00 | 742.63
2024-08-18 07:00 | 710.32
2024-08-18 08:00 | 658.09
2024-08-18 09:00 | 614.22
2024-08-18 10:00 | 538.11
2024-08-18 11:00 | 541.1
2024-08-18 12:00 | 492.67
2024-08-18 13:00 | 251
2024-08-18 14:00 | 132.22
2024-08-18 15:00 | 280.1
2024-08-18 16:00 | 325.54
2024-08-18 17:00 | 614.74
2024-08-18 18:00 | 626.46
2024-08-18 19:00 | 781.8
2024-08-18 20:00 | 834.78
2024-08-18 21:00 | 819.48
2024-08-18 22:00 | 831.2
2024-08-18 23:00 | 742.03
2024-08-19 | 726.66
2024-08-19 01:00 | 672.27
2024-08-19 02:00 | 661.82
2024-08-19 03:00 | 633.17
2024-08-19 04:00 | 630.49
2024-08-19 05:00 | 656.38
2024-08-19 06:00 | 962.52
2024-08-19 07:00 | 1136.59
2024-08-19 08:00 | 966.99
2024-08-19 09:00 | 840
2024-08-19 10:00 | 723.01
2024-08-19 11:00 | 669.58
2024-08-19 12:00 | 629.59
2024-08-19 13:00 | 588.48
2024-08-19 14:00 | 598.48
2024-08-19 15:00 | 590.94
2024-08-19 16:00 | 627.13
2024-08-19 17:00 | 751.36
2024-08-19 18:00 | 850.37
2024-08-19 19:00 | 1492.28
2024-08-19 20:00 | 1520.85
2024-08-19 21:00 | 1045.41
2024-08-19 22:00 | 752.26
2024-08-19 23:00 | 643.17
2024-08-20 | 692.92
2024-08-20 01:00 | 515.77
2024-08-20 02:00 | 303.25
2024-08-20 03:00 | 302.73
2024-08-20 04:00 | 283.33
2024-08-20 05:00 | 286.32
2024-08-20 06:00 | 402.42
2024-08-20 07:00 | 595.84
2024-08-20 08:00 | 807.39
2024-08-20 09:00 | 762.91
2024-08-20 10:00 | 452.05
2024-08-20 11:00 | 350.04
2024-08-20 12:00 | 245.13
2024-08-20 13:00 | 135.96
2024-08-20 14:00 | 149.84
2024-08-20 15:00 | 167.37
2024-08-20 16:00 | 260.5
2024-08-20 17:00 | 703.22
2024-08-20 18:00 | 881.03
2024-08-20 19:00 | 922.75
2024-08-20 20:00 | 1082.58
2024-08-20 21:00 | 895.44
2024-08-20 22:00 | 771.72
2024-08-20 23:00 | 706.57
2024-08-21 | 651.93
2024-08-21 01:00 | 570.14
2024-08-21 02:00 | 464.77
2024-08-21 03:00 | 382.23
2024-08-21 04:00 | 268.65
2024-08-21 05:00 | 281.49
2024-08-21 06:00 | 329.47
2024-08-21 07:00 | 373.88
2024-08-21 08:00 | 581.71
2024-08-21 09:00 | 347.76
2024-08-21 10:00 | 1.19
2024-08-21 11:00 | -36.94
2024-08-21 12:00 | -56.27
2024-08-21 13:00 | -30
2024-08-21 14:00 | -25.07
2024-08-21 15:00 | -39.92
2024-08-21 16:00 | -94.33
2024-08-21 17:00 | 15
2024-08-21 18:00 | 467.16
2024-08-21 19:00 | 492.76
2024-08-21 20:00 | 435.74
2024-08-21 21:00 | 437.38
2024-08-21 22:00 | 580.44
2024-08-21 23:00 | 474.1
2024-08-22 | 149.23
2024-08-22 01:00 | 254.59
2024-08-22 02:00 | 194.3
2024-08-22 03:00 | 152.96
2024-08-22 04:00 | 119.76
2024-08-22 05:00 | 82.9
2024-08-22 06:00 | 158.26
2024-08-22 07:00 | 141.1
2024-08-22 08:00 | 232.06
2024-08-22 09:00 | 111.1
2024-08-22 10:00 | 58.5
2024-08-22 11:00 | 0
2024-08-22 12:00 | -2.84
2024-08-22 13:00 | -19.1
2024-08-22 14:00 | -11.27
2024-08-22 15:00 | -32.46
2024-08-22 16:00 | -0.67
2024-08-22 17:00 | 144.68
2024-08-22 18:00 | 400.32
2024-08-22 19:00 | 432.78
2024-08-22 20:00 | 496.87
2024-08-22 21:00 | 447.55
2024-08-22 22:00 | 422.48
2024-08-22 23:00 | 422.48
2024-08-23 | 187.3
2024-08-23 01:00 | 297.96
2024-08-23 02:00 | 246.4
2024-08-23 03:00 | 126.86
2024-08-23 04:00 | 70.14
2024-08-23 05:00 | 51.12
2024-08-23 06:00 | 112.01
2024-08-23 07:00 | 188.64
2024-08-23 08:00 | 202.89
2024-08-23 09:00 | 30.3
2024-08-23 10:00 | -0.07
2024-08-23 11:00 | -0.67
2024-08-23 12:00 | -0.6
2024-08-23 13:00 | -5.97
2024-08-23 14:00 | -15.82
2024-08-23 15:00 | -15.89
2024-08-23 16:00 | -30.82
2024-08-23 17:00 | -0.22
2024-08-23 18:00 | 138.79
2024-08-23 19:00 | 77.46
2024-08-23 20:00 | 110.51
2024-08-23 21:00 | 138.2
2024-08-23 22:00 | 199.83
2024-08-23 23:00 | 362.73
2024-08-24 | 704.35
2024-08-24 01:00 | 591.09
2024-08-24 02:00 | 583.85
2024-08-24 03:00 | 541.17
2024-08-24 04:00 | 583.7
2024-08-24 05:00 | 767.1
2024-08-24 06:00 | 745.39
2024-08-24 07:00 | 739.2
2024-08-24 08:00 | 568.71
2024-08-24 09:00 | 111.92
2024-08-24 10:00 | -0.22
2024-08-24 11:00 | -51.11
2024-08-24 12:00 | -92.15
2024-08-24 13:00 | -70.06
2024-08-24 14:00 | -60.88
2024-08-24 15:00 | -69.91
2024-08-24 16:00 | -60.81
2024-08-24 17:00 | -7.39
2024-08-24 18:00 | 507.3
2024-08-24 19:00 | 673.02
2024-08-24 20:00 | 597.51
2024-08-24 21:00 | 514.16
2024-08-24 22:00 | 478.57
2024-08-24 23:00 | 368.52
2024-08-25 | 2.76
2024-08-25 01:00 | -0.15
2024-08-25 02:00 | -2.54
2024-08-25 03:00 | -7.46
2024-08-25 04:00 | -6.64
2024-08-25 05:00 | -3.13
2024-08-25 06:00 | -0.37
2024-08-25 07:00 | -0.07
2024-08-25 08:00 | -0.07
2024-08-25 09:00 | -10.37
2024-08-25 10:00 | -45.29
2024-08-25 11:00 | -75.36
2024-08-25 12:00 | -115.65
2024-08-25 13:00 | -149.3
2024-08-25 14:00 | -147.96
2024-08-25 15:00 | -75.73
2024-08-25 16:00 | -37.38
2024-08-25 17:00 | 7.46
2024-08-25 18:00 | 315.54
2024-08-25 19:00 | 730.62
2024-08-25 20:00 | 891.26
2024-08-25 21:00 | 787.1
2024-08-25 22:00 | 743.9
2024-08-25 23:00 | 690.03
2024-08-26 | 146.47
2024-08-26 01:00 | 52.45
2024-08-26 02:00 | 20.67
2024-08-26 03:00 | 10.52
2024-08-26 04:00 | 8.66
2024-08-26 05:00 | 14.4
2024-08-26 06:00 | 183.85
2024-08-26 07:00 | 209.44
2024-08-26 08:00 | 231.15
2024-08-26 09:00 | 223.84
2024-08-26 10:00 | 186.61
2024-08-26 11:00 | 99.83
2024-08-26 12:00 | 37.16
2024-08-26 13:00 | 37.31
2024-08-26 14:00 | 121.55
2024-08-26 15:00 | 181.98
2024-08-26 16:00 | 278.16
2024-08-26 17:00 | 737.56
2024-08-26 18:00 | 851.27
2024-08-26 19:00 | 1387.8199
2024-08-26 20:00 | 1673.4399
2024-08-26 21:00 | 1063.17
2024-08-26 22:00 | 827.17
2024-08-26 23:00 | 795.39
2024-08-27 | 734.25
2024-08-27 01:00 | 670.46
2024-08-27 02:00 | 636.44
2024-08-27 03:00 | 636.44
2024-08-27 04:00 | 641.66
2024-08-27 05:00 | 717.76
2024-08-27 06:00 | 938.31
2024-08-27 07:00 | 1029.5601
2024-08-27 08:00 | 828.71
2024-08-27 09:00 | 626.59
2024-08-27 10:00 | 539.59
2024-08-27 11:00 | 211.67
2024-08-27 12:00 | 29.92
2024-08-27 13:00 | 8.8
2024-08-27 14:00 | 17.38
2024-08-27 15:00 | 172.5
2024-08-27 16:00 | 338.74
2024-08-27 17:00 | 661.88
2024-08-27 18:00 | 865.94
2024-08-27 19:00 | 1678.76
2024-08-27 20:00 | 1583.25
2024-08-27 21:00 | 899.22
2024-08-27 22:00 | 784.99
2024-08-27 23:00 | 689.93
2024-08-28 | 674.97
2024-08-28 01:00 | 681.24
2024-08-28 02:00 | 652.67
2024-08-28 03:00 | 665.5
2024-08-28 04:00 | 680.57
2024-08-28 05:00 | 684.37
2024-08-28 06:00 | 850.23
2024-08-28 07:00 | 957.96
2024-08-28 08:00 | 902.75
2024-08-28 09:00 | 786.36
2024-08-28 10:00 | 653.26
2024-08-28 11:00 | 513.15
2024-08-28 12:00 | 262.17
2024-08-28 13:00 | 77.59
2024-08-28 14:00 | 60.95
2024-08-28 15:00 | 404.07
2024-08-28 16:00 | 586.12
2024-08-28 17:00 | 684.75
2024-08-28 18:00 | 825.23
2024-08-28 19:00 | 1464.47
2024-08-28 20:00 | 1483.87
2024-08-28 21:00 | 931.4
2024-08-28 22:00 | 833.81
2024-08-28 23:00 | 743.84
2024-08-29 | 697.68
2024-08-29 01:00 | 701.04
2024-08-29 02:00 | 669.93
2024-08-29 03:00 | 661.5
2024-08-29 04:00 | 666.65
2024-08-29 05:00 | 750.57
2024-08-29 06:00 | 849.7
2024-08-29 07:00 | 994.04
2024-08-29 08:00 | 941.68
2024-08-29 09:00 | 810.91
2024-08-29 10:00 | 687.68
2024-08-29 11:00 | 629.57
2024-08-29 12:00 | 490.68
2024-08-29 13:00 | 337.54
2024-08-29 14:00 | 382.82
2024-08-29 15:00 | 592.65
2024-08-29 16:00 | 672.47
2024-08-29 17:00 | 786.07
2024-08-29 18:00 | 855.52
2024-08-29 19:00 | 1639.88
2024-08-29 20:00 | 2077.3701
2024-08-29 21:00 | 1238.26
2024-08-29 22:00 | 931.9
2024-08-29 23:00 | 821.28
2024-08-30 | 819.56
2024-08-30 01:00 | 748.1
2024-08-30 02:00 | 697.61
2024-08-30 03:00 | 695.74
2024-08-30 04:00 | 707.6
2024-08-30 05:00 | 776.89
2024-08-30 06:00 | 1020.57
2024-08-30 07:00 | 1126.71
2024-08-30 08:00 | 996.1
2024-08-30 09:00 | 848.05
2024-08-30 10:00 | 732.74
2024-08-30 11:00 | 670.91
2024-08-30 12:00 | 642.41
2024-08-30 13:00 | 598.18
2024-08-30 14:00 | 589.01
2024-08-30 15:00 | 611.46
2024-08-30 16:00 | 636.67
2024-08-30 17:00 | 739.6
2024-08-30 18:00 | 894.96
2024-08-30 19:00 | 1080.76
2024-08-30 20:00 | 1024
2024-08-30 21:00 | 840.67
2024-08-30 22:00 | 722.22
2024-08-30 23:00 | 711.26
2024-08-31 | 803.09
2024-08-31 01:00 | 770.8
2024-08-31 02:00 | 761.25
2024-08-31 03:00 | 738.72
2024-08-31 04:00 | 720.9
2024-08-31 05:00 | 731.49
2024-08-31 06:00 | 820.25
2024-08-31 07:00 | 826.07
2024-08-31 08:00 | 820.25
2024-08-31 09:00 | 633.4
2024-08-31 10:00 | 448.5
2024-08-31 11:00 | 136.8
2024-08-31 12:00 | 3.51
2024-08-31 13:00 | -4.4
2024-08-31 14:00 | -5.97
2024-08-31 15:00 | 19.02
2024-08-31 16:00 | 176.85
2024-08-31 17:00 | 596.86
2024-08-31 18:00 | 874.92
2024-08-31 19:00 | 1106.0699
2024-08-31 20:00 | 945.63
2024-08-31 21:00 | 800.26
2024-08-31 22:00 | 744.77
2024-08-31 23:00 | 665.55
2024-09-01 | 699.37
2024-09-01 01:00 | 641.33
2024-09-01 02:00 | 599.49
2024-09-01 03:00 | 593.52
2024-09-01 04:00 | 595.76
2024-09-01 05:00 | 571.14
2024-09-01 06:00 | 550.48
2024-09-01 07:00 | 537.73
2024-09-01 08:00 | 452.25
2024-09-01 09:00 | 307.84
2024-09-01 10:00 | 94.95
2024-09-01 11:00 | -5.89
2024-09-01 12:00 | -25.29
2024-09-01 13:00 | -20.29
2024-09-01 14:00 | -38.12
2024-09-01 15:00 | -37.22
2024-09-01 16:00 | 190.65
2024-09-01 17:00 | 583.9
2024-09-01 18:00 | 813.86
2024-09-01 19:00 | 981.62
2024-09-01 20:00 | 923.96
2024-09-01 21:00 | 802.82
2024-09-01 22:00 | 760.98
2024-09-01 23:00 | 682.51
2024-09-02 | 680.57
2024-09-02 01:00 | 706.9
2024-09-02 02:00 | 689.15
2024-09-02 03:00 | 690.04
2024-09-02 04:00 | 683.18
2024-09-02 05:00 | 757.25
2024-09-02 06:00 | 855.78
2024-09-02 07:00 | 994.45
2024-09-02 08:00 | 984.15
2024-09-02 09:00 | 914.78
2024-09-02 10:00 | 767.02
2024-09-02 11:00 | 677.44
2024-09-02 12:00 | 634.17
2024-09-02 13:00 | 547.2
2024-09-02 14:00 | 543.84
2024-09-02 15:00 | 613.14
2024-09-02 16:00 | 698.4
2024-09-02 17:00 | 841.98
2024-09-02 18:00 | 1027.71
2024-09-02 19:00 | 1905.05
2024-09-02 20:00 | 1570.0699
2024-09-02 21:00 | 983.86
2024-09-02 22:00 | 852.13
2024-09-02 23:00 | 774.55
2024-09-03 | 742.74
2024-09-03 01:00 | 693.66
2024-09-03 02:00 | 682.47
2024-09-03 03:00 | 693.44
2024-09-03 04:00 | 716.04
2024-09-03 05:00 | 745.2
2024-09-03 06:00 | 924.14
2024-09-03 07:00 | 1107.1
2024-09-03 08:00 | 999.1
2024-09-03 09:00 | 865.06
2024-09-03 10:00 | 737.52
2024-09-03 11:00 | 671.43
2024-09-03 12:00 | 632.5
2024-09-03 13:00 | 616.76
2024-09-03 14:00 | 627.5
2024-09-03 15:00 | 646.45
2024-09-03 16:00 | 680.31
2024-09-03 17:00 | 902.13
2024-09-03 18:00 | 1619.21
2024-09-03 19:00 | 2495.6101
2024-09-03 20:00 | 2535.96
2024-09-03 21:00 | 1542.46
2024-09-03 22:00 | 993.5
2024-09-03 23:00 | 875.06
2024-09-04 | 806.9
2024-09-04 01:00 | 753.57
2024-09-04 02:00 | 737.68
2024-09-04 03:00 | 733.58
2024-09-04 04:00 | 735.66
2024-09-04 05:00 | 815.86
2024-09-04 06:00 | 1074.33
2024-09-04 07:00 | 1351.38
2024-09-04 08:00 | 1162.88
2024-09-04 09:00 | 934.61
2024-09-04 10:00 | 799.74
2024-09-04 11:00 | 716.57
2024-09-04 12:00 | 686.28
2024-09-04 13:00 | 675.02
2024-09-04 14:00 | 665.4
2024-09-04 15:00 | 691.65
2024-09-04 16:00 | 759.76
2024-09-04 17:00 | 924.77
2024-09-04 18:00 | 1161.46
2024-09-04 19:00 | 2260.26
2024-09-04 20:00 | 1357.27
2024-09-04 21:00 | 971.69
2024-09-04 22:00 | 810.04
2024-09-04 23:00 | 742.83
2024-09-05 | 755.51
2024-09-05 01:00 | 705.75
2024-09-05 02:00 | 671.44
2024-09-05 03:00 | 649.88
2024-09-05 04:00 | 601.08
2024-09-05 05:00 | 386.45
2024-09-05 06:00 | 599.74
2024-09-05 07:00 | 663.08
2024-09-05 08:00 | 407.86
2024-09-05 09:00 | 297.37
2024-09-05 10:00 | 485.37
2024-09-05 11:00 | 0.82
2024-09-05 12:00 | -0.52
2024-09-05 13:00 | -6.12
2024-09-05 14:00 | -0.75
2024-09-05 15:00 | -15.22
2024-09-05 16:00 | -0.07
2024-09-05 17:00 | 269.54
2024-09-05 18:00 | 414.05
2024-09-05 19:00 | 380.48
2024-09-05 20:00 | 340.49
2024-09-05 21:00 | 297.82
2024-09-05 22:00 | 261.04
2024-09-05 23:00 | 229.85
2024-09-06 | 165.56
2024-09-06 01:00 | 148.62
2024-09-06 02:00 | 148.47
2024-09-06 03:00 | 149.22
2024-09-06 04:00 | 166.01
2024-09-06 05:00 | 185.03
2024-09-06 06:00 | 213.91
2024-09-06 07:00 | 315.23
2024-09-06 08:00 | 320.9
2024-09-06 09:00 | 294.56
2024-09-06 10:00 | 223.83
2024-09-06 11:00 | 149.74
2024-09-06 12:00 | 101.54
2024-09-06 13:00 | 93.11
2024-09-06 14:00 | 108.41
2024-09-06 15:00 | 111.99
2024-09-06 16:00 | 112.36
2024-09-06 17:00 | 314.03
2024-09-06 18:00 | 557.11
2024-09-06 19:00 | 745.8
2024-09-06 20:00 | 744.83
2024-09-06 21:00 | 544.28
2024-09-06 22:00 | 344.92
2024-09-06 23:00 | 314.63
2024-09-07 | 763.36
2024-09-07 01:00 | 720.9
2024-09-07 02:00 | 706.87
2024-09-07 03:00 | 689.56
2024-09-07 04:00 | 704.41
2024-09-07 05:00 | 726.42
2024-09-07 06:00 | 748.14
2024-09-07 07:00 | 765.23
2024-09-07 08:00 | 712.17
2024-09-07 09:00 | 628.22
2024-09-07 10:00 | 384.44
2024-09-07 11:00 | 105.74
2024-09-07 12:00 | 40.89
2024-09-07 13:00 | 7.61
2024-09-07 14:00 | 3.28
2024-09-07 15:00 | 62.76
2024-09-07 16:00 | 370.26
2024-09-07 17:00 | 756.64
2024-09-07 18:00 | 959.39
2024-09-07 19:00 | 1122.28
2024-09-07 20:00 | 992.44
2024-09-07 21:00 | 760.38
2024-09-07 22:00 | 688.89
2024-09-07 23:00 | 665.91
2024-09-08 | 700.77
2024-09-08 01:00 | 645.17
2024-09-08 02:00 | 624.43
2024-09-08 03:00 | 611.89
2024-09-08 04:00 | 614.8
2024-09-08 05:00 | 635.02
2024-09-08 06:00 | 622.04
2024-09-08 07:00 | 612.41
2024-09-08 08:00 | 572.57
2024-09-08 09:00 | 302.81
2024-09-08 10:00 | 61.86
2024-09-08 11:00 | 3.28
2024-09-08 12:00 | 0.3
2024-09-08 13:00 | 0.07
2024-09-08 14:00 | 8.66
2024-09-08 15:00 | 23.65
2024-09-08 16:00 | 437.43
2024-09-08 17:00 | 716.29
2024-09-08 18:00 | 888.29
2024-09-08 19:00 | 926.42
2024-09-08 20:00 | 956.04
2024-09-08 21:00 | 874.56
2024-09-08 22:00 | 789.49
2024-09-08 23:00 | 724.79
2024-09-09 | 644.8
2024-09-09 01:00 | 639.95
2024-09-09 02:00 | 627.56
2024-09-09 03:00 | 612.12
2024-09-09 04:00 | 635.1
2024-09-09 05:00 | 640.17
2024-09-09 06:00 | 884.03
2024-09-09 07:00 | 1049.3199
2024-09-09 08:00 | 1190.73
2024-09-09 09:00 | 967.69
2024-09-09 10:00 | 827.32
2024-09-09 11:00 | 751.73
2024-09-09 12:00 | 708.75
2024-09-09 13:00 | 665.4
2024-09-09 14:00 | 612.34
2024-09-09 15:00 | 626.67
2024-09-09 16:00 | 587.12
2024-09-09 17:00 | 692.48
2024-09-09 18:00 | 844.34
2024-09-09 19:00 | 854.86
2024-09-09 20:00 | 657.56
2024-09-09 21:00 | 485.19
2024-09-09 22:00 | 253.56
2024-09-09 23:00 | 252.59
2024-09-10 | 14.25
2024-09-10 01:00 | 21.94
2024-09-10 02:00 | 15.67
2024-09-10 03:00 | 5.15
2024-09-10 04:00 | 0
2024-09-10 05:00 | 0
2024-09-10 06:00 | 13.51
2024-09-10 07:00 | 168.26
2024-09-10 08:00 | 504.34
2024-09-10 09:00 | 403.38
2024-09-10 10:00 | 282.65
2024-09-10 11:00 | 71.04
2024-09-10 12:00 | 0.3
2024-09-10 13:00 | -0.52
2024-09-10 14:00 | -1.19
2024-09-10 15:00 | -0.3
2024-09-10 16:00 | 1.64
2024-09-10 17:00 | 152.22
2024-09-10 18:00 | 191.84
2024-09-10 19:00 | 224.22
2024-09-10 20:00 | 261.68
2024-09-10 21:00 | 234.82
2024-09-10 22:00 | 232.36
2024-09-10 23:00 | 245.94
2024-09-11 | 149.69
2024-09-11 01:00 | 112.23
2024-09-11 02:00 | 125.36
2024-09-11 03:00 | 142.45
2024-09-11 04:00 | 178.42
2024-09-11 05:00 | 200.28
2024-09-11 06:00 | 359.67
2024-09-11 07:00 | 698.44
2024-09-11 08:00 | 826.19
2024-09-11 09:00 | 728.29
2024-09-11 10:00 | 552.26
2024-09-11 11:00 | 275.42
2024-09-11 12:00 | 245.43
2024-09-11 13:00 | 201.62
2024-09-11 14:00 | 201.47
2024-09-11 15:00 | 223.41
2024-09-11 16:00 | 254.83
2024-09-11 17:00 | 627.56
2024-09-11 18:00 | 771.8
2024-09-11 19:00 | 911.78
2024-09-11 20:00 | 942.53
2024-09-11 21:00 | 859.18
2024-09-11 22:00 | 758.51
2024-09-11 23:00 | 757.32
2024-09-12 | 672.04
2024-09-12 01:00 | 627.49
2024-09-12 02:00 | 602.19
2024-09-12 03:00 | 609.28
2024-09-12 04:00 | 619.73
2024-09-12 05:00 | 648.61
2024-09-12 06:00 | 805.61
2024-09-12 07:00 | 1006.94
2024-09-12 08:00 | 1014.4
2024-09-12 09:00 | 771.28
2024-09-12 10:00 | 634.28
2024-09-12 11:00 | 600.03
2024-09-12 12:00 | 586.67
2024-09-12 13:00 | 583.76
2024-09-12 14:00 | 597.79
2024-09-12 15:00 | 633.76
2024-09-12 16:00 | 684.05
2024-09-12 17:00 | 818.89
2024-09-12 18:00 | 1083.42
2024-09-12 19:00 | 2238.71
2024-09-12 20:00 | 1865.6801
2024-09-12 21:00 | 932.76
2024-09-12 22:00 | 742.26
2024-09-12 23:00 | 686.81
2024-09-13 | 745.98
2024-09-13 01:00 | 682.93
2024-09-13 02:00 | 651.51
2024-09-13 03:00 | 647.41
2024-09-13 04:00 | 631.51
2024-09-13 05:00 | 656.07
2024-09-13 06:00 | 736.66
2024-09-13 07:00 | 895.15
2024-09-13 08:00 | 986.78
2024-09-13 09:00 | 867.39
2024-09-13 10:00 | 765.16
2024-09-13 11:00 | 682.78
2024-09-13 12:00 | 654.13
2024-09-13 13:00 | 574.13
2024-09-13 14:00 | 141.85
2024-09-13 15:00 | 290.5
2024-09-13 16:00 | 335.94
2024-09-13 17:00 | 349.97
2024-09-13 18:00 | 505.03
2024-09-13 19:00 | 667.26
2024-09-13 20:00 | 646.89
2024-09-13 21:00 | 513.39
2024-09-13 22:00 | 439.52
2024-09-13 23:00 | 455.11
2024-09-14 | 415
2024-09-14 01:00 | 373.21
2024-09-14 02:00 | 323.36
2024-09-14 03:00 | 337.16
2024-09-14 04:00 | 348.51
2024-09-14 05:00 | 330.37
2024-09-14 06:00 | 413.06
2024-09-14 07:00 | 485.07
2024-09-14 08:00 | 563.73
2024-09-14 09:00 | 497.02
2024-09-14 10:00 | 306.12
2024-09-14 11:00 | 60.3
2024-09-14 12:00 | 6.42
2024-09-14 13:00 | 1.87
2024-09-14 14:00 | -1.04
2024-09-14 15:00 | -0.52
2024-09-14 16:00 | 71.19
2024-09-14 17:00 | 485.75
2024-09-14 18:00 | 704.4
2024-09-14 19:00 | 944.63
2024-09-14 20:00 | 879.48
2024-09-14 21:00 | 769.33
2024-09-14 22:00 | 699.63
2024-09-14 23:00 | 632.54
2024-09-15 | 582.89
2024-09-15 01:00 | 522.89
2024-09-15 02:00 | 496.99
2024-09-15 03:00 | 501.1
2024-09-15 04:00 | 475.05
2024-09-15 05:00 | 489.61
2024-09-15 06:00 | 516.25
2024-09-15 07:00 | 637.44
2024-09-15 08:00 | 574.3
2024-09-15 09:00 | 403.49
2024-09-15 10:00 | 81.49
2024-09-15 11:00 | 0.52
2024-09-15 12:00 | 0
2024-09-15 13:00 | 14.63
2024-09-15 14:00 | -1.49
2024-09-15 15:00 | -2.01
2024-09-15 16:00 | 147.01
2024-09-15 17:00 | 613.78
2024-09-15 18:00 | 841.76
2024-09-15 19:00 | 993.69
2024-09-15 20:00 | 922.35
2024-09-15 21:00 | 840.86
2024-09-15 22:00 | 799.29
2024-09-15 23:00 | 691.02
2024-09-16 | 693.93
2024-09-16 01:00 | 657.73
2024-09-16 02:00 | 651.17
2024-09-16 03:00 | 633.78
2024-09-16 04:00 | 629.38
2024-09-16 05:00 | 659
2024-09-16 06:00 | 805.94
2024-09-16 07:00 | 970.11
2024-09-16 08:00 | 1089.95
2024-09-16 09:00 | 943.24
2024-09-16 10:00 | 840.49
2024-09-16 11:00 | 783.7
2024-09-16 12:00 | 716.54
2024-09-16 13:00 | 648.41
2024-09-16 14:00 | 603.41
2024-09-16 15:00 | 562.44
2024-09-16 16:00 | 569.38
2024-09-16 17:00 | 649.08
2024-09-16 18:00 | 804.97
2024-09-16 19:00 | 840.04
2024-09-16 20:00 | 813.47
2024-09-16 21:00 | 672.36
2024-09-16 22:00 | 588.11
2024-09-16 23:00 | 608.41
2024-09-17 | 638.29
2024-09-17 01:00 | 614.12
2024-09-17 02:00 | 600.76
2024-09-17 03:00 | 595.76
2024-09-17 04:00 | 597.25
2024-09-17 05:00 | 682.91
2024-09-17 06:00 | 808.28
2024-09-17 07:00 | 999.45
2024-09-17 08:00 | 1026.16
2024-09-17 09:00 | 812.68
2024-09-17 10:00 | 720.22
2024-09-17 11:00 | 614.79
2024-09-17 12:00 | 446.3
2024-09-17 13:00 | 311.68
2024-09-17 14:00 | 191.32
2024-09-17 15:00 | 331.61
2024-09-17 16:00 | 554.35
2024-09-17 17:00 | 697.69
2024-09-17 18:00 | 843.12
2024-09-17 19:00 | 988.93
2024-09-17 20:00 | 830.06
2024-09-17 21:00 | 717.24
2024-09-17 22:00 | 671.13
2024-09-17 23:00 | 625.61
2024-09-18 | 635.48
2024-09-18 01:00 | 603.99
2024-09-18 02:00 | 624.66
2024-09-18 03:00 | 624.36
2024-09-18 04:00 | 615.71
2024-09-18 05:00 | 671
2024-09-18 06:00 | 784.21
2024-09-18 07:00 | 1059.04
2024-09-18 08:00 | 993
2024-09-18 09:00 | 764.43
2024-09-18 10:00 | 589.52
2024-09-18 11:00 | 412.81
2024-09-18 12:00 | 40.97
2024-09-18 13:00 | 16.34
2024-09-18 14:00 | 7.69
2024-09-18 15:00 | 7.76
2024-09-18 16:00 | 298.86
2024-09-18 17:00 | 653.09
2024-09-18 18:00 | 850.02
2024-09-18 19:00 | 969.49
2024-09-18 20:00 | 807.41
2024-09-18 21:00 | 695.85
2024-09-18 22:00 | 671
2024-09-18 23:00 | 593.17
2024-09-19 | 570.05
2024-09-19 01:00 | 578.48
2024-09-19 02:00 | 582.21
2024-09-19 03:00 | 577.14
2024-09-19 04:00 | 591.39
2024-09-19 05:00 | 671.45
2024-09-19 06:00 | 846.65
2024-09-19 07:00 | 1068.77
2024-09-19 08:00 | 926.11
2024-09-19 09:00 | 728.53
2024-09-19 10:00 | 558.19
2024-09-19 11:00 | 376.13
2024-09-19 12:00 | 37.08
2024-09-19 13:00 | 53.2
2024-09-19 14:00 | 30.07
2024-09-19 15:00 | 81.4
2024-09-19 16:00 | 436.86
2024-09-19 17:00 | 679.36
2024-09-19 18:00 | 854.55
2024-09-19 19:00 | 1002.07
2024-09-19 20:00 | 846.87
2024-09-19 21:00 | 679.73
2024-09-19 22:00 | 663.84
2024-09-19 23:00 | 588.48
2024-09-20 | 541.64
2024-09-20 01:00 | 552.31
2024-09-20 02:00 | 547.69
2024-09-20 03:00 | 545.82
2024-09-20 04:00 | 555.89
2024-09-20 05:00 | 659.36
2024-09-20 06:00 | 806.09
2024-09-20 07:00 | 1055.17
2024-09-20 08:00 | 810.12
2024-09-20 09:00 | 663.31
2024-09-20 10:00 | 462.87
2024-09-20 11:00 | 184.18
2024-09-20 12:00 | 61.47
2024-09-20 13:00 | 0.45
2024-09-20 14:00 | 0.52
2024-09-20 15:00 | 56.39
2024-09-20 16:00 | 325.84
2024-09-20 17:00 | 627.5
2024-09-20 18:00 | 790.8
2024-09-20 19:00 | 1087.02
2024-09-20 20:00 | 811.91
2024-09-20 21:00 | 679.35
2024-09-20 22:00 | 654.96
2024-09-20 23:00 | 649.59
2024-09-21 | 658.6
2024-09-21 01:00 | 636.3
2024-09-21 02:00 | 611.68
2024-09-21 03:00 | 613.1
2024-09-21 04:00 | 644.35
2024-09-21 05:00 | 667.48
2024-09-21 06:00 | 743.64
2024-09-21 07:00 | 729.24
2024-09-21 08:00 | 636.3
2024-09-21 09:00 | 454.96
2024-09-21 10:00 | 164.11
2024-09-21 11:00 | 23.5
2024-09-21 12:00 | 0.07
2024-09-21 13:00 | 0.22
2024-09-21 14:00 | -3.21
2024-09-21 15:00 | 8.13
2024-09-21 16:00 | 352.54
2024-09-21 17:00 | 724.99
2024-09-21 18:00 | 951.09
2024-09-21 19:00 | 1059.1801
2024-09-21 20:00 | 839.2
2024-09-21 21:00 | 715.59
2024-09-21 22:00 | 698.21
2024-09-21 23:00 | 658.68
2024-09-22 | 728.98
2024-09-22 01:00 | 671.7
2024-09-22 02:00 | 671.25
2024-09-22 03:00 | 667.59
2024-09-22 04:00 | 676.92
2024-09-22 05:00 | 676.17
2024-09-22 06:00 | 707.73
2024-09-22 07:00 | 725.85
2024-09-22 08:00 | 645.07
2024-09-22 09:00 | 468.36
2024-09-22 10:00 | 195.21
2024-09-22 11:00 | 83.02
2024-09-22 12:00 | 72.2
2024-09-22 13:00 | 15.14
2024-09-22 14:00 | 0.07
2024-09-22 15:00 | 72.06
2024-09-22 16:00 | 459.48
2024-09-22 17:00 | 792.68
2024-09-22 18:00 | 986.32
2024-09-22 19:00 | 1172.4301
2024-09-22 20:00 | 940.67
2024-09-22 21:00 | 817.08
2024-09-22 22:00 | 736.37
2024-09-22 23:00 | 686.24
2024-09-23 | 677.29
2024-09-23 01:00 | 627.17
2024-09-23 02:00 | 635.52
2024-09-23 03:00 | 650.07
2024-09-23 04:00 | 648.42
2024-09-23 05:00 | 725.78
2024-09-23 06:00 | 995.05
2024-09-23 07:00 | 1519.65
2024-09-23 08:00 | 1128.79
2024-09-23 09:00 | 820.43
2024-09-23 10:00 | 706.08
2024-09-23 11:00 | 597.93
2024-09-23 12:00 | 588.83
2024-09-23 13:00 | 571
2024-09-23 14:00 | 572.64
2024-09-23 15:00 | 604.04
2024-09-23 16:00 | 762.7
2024-09-23 17:00 | 1014.52
2024-09-23 18:00 | 1792.14
2024-09-23 19:00 | 2449.51
2024-09-23 20:00 | 1332.5
2024-09-23 21:00 | 870.56
2024-09-23 22:00 | 752.85
2024-09-23 23:00 | 682.81
2024-09-24 | 657.85
2024-09-24 01:00 | 615.41
2024-09-24 02:00 | 624.21
2024-09-24 03:00 | 634.13
2024-09-24 04:00 | 621.01
2024-09-24 05:00 | 658.52
2024-09-24 06:00 | 826.04
2024-09-24 07:00 | 1058.83
2024-09-24 08:00 | 950.23
2024-09-24 09:00 | 790.76
2024-09-24 10:00 | 690.74
2024-09-24 11:00 | 625.56
2024-09-24 12:00 | 564.99
2024-09-24 13:00 | 514.57
2024-09-24 14:00 | 459.38
2024-09-24 15:00 | 558.95
2024-09-24 16:00 | 621.08
2024-09-24 17:00 | 776
2024-09-24 18:00 | 887.95
2024-09-24 19:00 | 925.84
2024-09-24 20:00 | 758.54
2024-09-24 21:00 | 599.97
2024-09-24 22:00 | 555.52
2024-09-24 23:00 | 451.84
2024-09-25 | 165.25
2024-09-25 01:00 | 127.96
2024-09-25 02:00 | 122.97
2024-09-25 03:00 | 128.34
2024-09-25 04:00 | 159.06
2024-09-25 05:00 | 164.95
2024-09-25 06:00 | 221.03
2024-09-25 07:00 | 335.49
2024-09-25 08:00 | 316.48
2024-09-25 09:00 | 310.59
2024-09-25 10:00 | 175.76
2024-09-25 11:00 | 177.11
2024-09-25 12:00 | 142.43
2024-09-25 13:00 | 140.04
2024-09-25 14:00 | 141.61
2024-09-25 15:00 | 210.14
2024-09-25 16:00 | 564.57
2024-09-25 17:00 | 804.24
2024-09-25 18:00 | 1164.79
2024-09-25 19:00 | 1457.26
2024-09-25 20:00 | 983.14
2024-09-25 21:00 | 720.43
2024-09-25 22:00 | 683.37
2024-09-25 23:00 | 613.12
2024-09-26 | 492.33
2024-09-26 01:00 | 438.34
2024-09-26 02:00 | 390.32
2024-09-26 03:00 | 371.9
2024-09-26 04:00 | 339.53
2024-09-26 05:00 | 370.7
2024-09-26 06:00 | 537.15
2024-09-26 07:00 | 635.36
2024-09-26 08:00 | 621.94
2024-09-26 09:00 | 502.1
2024-09-26 10:00 | 342.74
2024-09-26 11:00 | 235.8
2024-09-26 12:00 | 126.77
2024-09-26 13:00 | 90.08
2024-09-26 14:00 | 94.56
2024-09-26 15:00 | 282.63
2024-09-26 16:00 | 350.49
2024-09-26 17:00 | 474.88
2024-09-26 18:00 | 596.59
2024-09-26 19:00 | 663.7
2024-09-26 20:00 | 588.61
2024-09-26 21:00 | 468.62
2024-09-26 22:00 | 389.94
2024-09-26 23:00 | 270.7
2024-09-27 | -0.45
2024-09-27 01:00 | 0.3
2024-09-27 02:00 | -0.07
2024-09-27 03:00 | -4.4
2024-09-27 04:00 | -1.49
2024-09-27 05:00 | -0.22
2024-09-27 06:00 | 0
2024-09-27 07:00 | 193.29
2024-09-27 08:00 | 297.7
2024-09-27 09:00 | 58.91
2024-09-27 10:00 | 62.27
2024-09-27 11:00 | 80.76
2024-09-27 12:00 | 71.89
2024-09-27 13:00 | 36.69
2024-09-27 14:00 | 30.28
2024-09-27 15:00 | 35.42
2024-09-27 16:00 | 37.36
2024-09-27 17:00 | 282.11
2024-09-27 18:00 | 466.46
2024-09-27 19:00 | 450.95
2024-09-27 20:00 | 444.23
2024-09-27 21:00 | 246.76
2024-09-27 22:00 | 194.12
2024-09-27 23:00 | 186.43
2024-09-28 | 13.2
2024-09-28 01:00 | 22.59
2024-09-28 02:00 | 24.53
2024-09-28 03:00 | 23.56
2024-09-28 04:00 | 24.38
2024-09-28 05:00 | 30.94
2024-09-28 06:00 | 89.18
2024-09-28 07:00 | 166.13
2024-09-28 08:00 | 195.44
2024-09-28 09:00 | 141
2024-09-28 10:00 | 72.7
2024-09-28 11:00 | 28.19
2024-09-28 12:00 | 4.85
2024-09-28 13:00 | 0
2024-09-28 14:00 | 0
2024-09-28 15:00 | 0.45
2024-09-28 16:00 | 73.22
2024-09-28 17:00 | 325.4
2024-09-28 18:00 | 320.41
2024-09-28 19:00 | 349.26
2024-09-28 20:00 | 268.66
2024-09-28 21:00 | 265.08
2024-09-28 22:00 | 263.07
2024-09-28 23:00 | 311.68
2024-09-29 | 273.49
2024-09-29 01:00 | 294.07
2024-09-29 02:00 | 328.59
2024-09-29 03:00 | 323.22
2024-09-29 04:00 | 430.51
2024-09-29 05:00 | 548.99
2024-09-29 06:00 | 574.12
2024-09-29 07:00 | 730.69
2024-09-29 08:00 | 722.34
2024-09-29 09:00 | 405.83
2024-09-29 10:00 | 9.92
2024-09-29 11:00 | 0
2024-09-29 12:00 | -0.07
2024-09-29 13:00 | -3.65
2024-09-29 14:00 | -3.36
2024-09-29 15:00 | 0
2024-09-29 16:00 | 322.4
2024-09-29 17:00 | 700.95
2024-09-29 18:00 | 1137.72
2024-09-29 19:00 | 1247.55
2024-09-29 20:00 | 817.26
2024-09-29 21:00 | 597.45
2024-09-29 22:00 | 479.43
2024-09-29 23:00 | 278.78
2024-09-30 | 141.67
2024-09-30 01:00 | 85.37
2024-09-30 02:00 | 62.63
2024-09-30 03:00 | 41.23
2024-09-30 04:00 | 41.83
2024-09-30 05:00 | 126.6
2024-09-30 06:00 | 314.87
2024-09-30 07:00 | 597.23
2024-09-30 08:00 | 597.23
2024-09-30 09:00 | 447.36
2024-09-30 10:00 | 272.74
2024-09-30 11:00 | 155.91
2024-09-30 12:00 | 69.19
2024-09-30 13:00 | 15.36
2024-09-30 14:00 | 56.89
2024-09-30 15:00 | 163.74
2024-09-30 16:00 | 180.36
2024-09-30 17:00 | 243.96
2024-09-30 18:00 | 268.34
2024-09-30 19:00 | 273.12
2024-09-30 20:00 | 270.66
2024-09-30 21:00 | 163.51
2024-09-30 22:00 | 149.2
2024-09-30 23:00 | 73.37
2024-10-01 | 23.93
2024-10-01 01:00 | 0.52
2024-10-01 02:00 | 0.37
2024-10-01 03:00 | 0.15
2024-10-01 04:00 | 0.67
2024-10-01 05:00 | 50.7
2024-10-01 06:00 | 249.62
2024-10-01 07:00 | 293.91
2024-10-01 08:00 | 308.08
2024-10-01 09:00 | 309.5
2024-10-01 10:00 | 288.17
2024-10-01 11:00 | 260.88
2024-10-01 12:00 | 260.66
2024-10-01 13:00 | 260.88
2024-10-01 14:00 | 260.66
2024-10-01 15:00 | 296.08
2024-10-01 16:00 | 324.78
2024-10-01 17:00 | 393
2024-10-01 18:00 | 405.6
2024-10-01 19:00 | 421.41
2024-10-01 20:00 | 366.83
2024-10-01 21:00 | 345.43
2024-10-01 22:00 | 321.65
2024-10-01 23:00 | 309.94
2024-10-02 | 432.83
2024-10-02 01:00 | 367.35
2024-10-02 02:00 | 373.54
2024-10-02 03:00 | 365.34
2024-10-02 04:00 | 362.73
2024-10-02 05:00 | 363.47
2024-10-02 06:00 | 596.44
2024-10-02 07:00 | 692.87
2024-10-02 08:00 | 913.83
2024-10-02 09:00 | 701.22
2024-10-02 10:00 | 484.88
2024-10-02 11:00 | 394.42
2024-10-02 12:00 | 431.04
2024-10-02 13:00 | 597.11
2024-10-02 14:00 | 584.66
2024-10-02 15:00 | 607.26
2024-10-02 16:00 | 607.85
2024-10-02 17:00 | 746.49
2024-10-02 18:00 | 872.59
2024-10-02 19:00 | 969.98
2024-10-02 20:00 | 852.9
2024-10-02 21:00 | 719.94
2024-10-02 22:00 | 695.78
2024-10-02 23:00 | 633.88
2024-10-03 | 502.23
2024-10-03 01:00 | 491.26
2024-10-03 02:00 | 485.89
2024-10-03 03:00 | 478.73
2024-10-03 04:00 | 477.24
2024-10-03 05:00 | 480.37
2024-10-03 06:00 | 488.06
2024-10-03 07:00 | 547.28
2024-10-03 08:00 | 571.9
2024-10-03 09:00 | 543.78
2024-10-03 10:00 | 516.77
2024-10-03 11:00 | 470.23
2024-10-03 12:00 | 351.25
2024-10-03 13:00 | 253.46
2024-10-03 14:00 | 291.95
2024-10-03 15:00 | 383.11
2024-10-03 16:00 | 492.61
2024-10-03 17:00 | 669.09
2024-10-03 18:00 | 821.04
2024-10-03 19:00 | 860.2
2024-10-03 20:00 | 807.68
2024-10-03 21:00 | 736.67
2024-10-03 22:00 | 678.49
2024-10-03 23:00 | 607.63
2024-10-04 | 551.24
2024-10-04 01:00 | 540.95
2024-10-04 02:00 | 537.81
2024-10-04 03:00 | 537.07
2024-10-04 04:00 | 539.53
2024-10-04 05:00 | 575.11
2024-10-04 06:00 | 768.3
2024-10-04 07:00 | 943.89
2024-10-04 08:00 | 1054.89
2024-10-04 09:00 | 867.29
2024-10-04 10:00 | 746.6
2024-10-04 11:00 | 634.04
2024-10-04 12:00 | 559.97
2024-10-04 13:00 | 548.18
2024-10-04 14:00 | 565.56
2024-10-04 15:00 | 589.8
2024-10-04 16:00 | 669.84
2024-10-04 17:00 | 798.89
2024-10-04 18:00 | 984.4
2024-10-04 19:00 | 1111.58
2024-10-04 20:00 | 922.71
2024-10-04 21:00 | 745.18
2024-10-04 22:00 | 745.18
2024-10-04 23:00 | 671.33
2024-10-05 | 694.34
2024-10-05 01:00 | 631.24
2024-10-05 02:00 | 607.08
2024-10-05 03:00 | 563.38
2024-10-05 04:00 | 564.72
2024-10-05 05:00 | 595.3
2024-10-05 06:00 | 642.88
2024-10-05 07:00 | 748.78
2024-10-05 08:00 | 825
2024-10-05 09:00 | 768.17
2024-10-05 10:00 | 614.69
2024-10-05 11:00 | 509.16
2024-10-05 12:00 | 383.64
2024-10-05 13:00 | 289.97
2024-10-05 14:00 | 324.35
2024-10-05 15:00 | 418.84
2024-10-05 16:00 | 544.28
2024-10-05 17:00 | 690.24
2024-10-05 18:00 | 1029.72
2024-10-05 19:00 | 1028.98
2024-10-05 20:00 | 799.72
2024-10-05 21:00 | 705.3
2024-10-05 22:00 | 633.71
2024-10-05 23:00 | 499.69
2024-10-06 | 485.42
2024-10-06 01:00 | 452.1
2024-10-06 02:00 | 440.55
2024-10-06 03:00 | 433.32
2024-10-06 04:00 | 424.37
2024-10-06 05:00 | 433.32
2024-10-06 06:00 | 431.83
2024-10-06 07:00 | 524.93
2024-10-06 08:00 | 491.01
2024-10-06 09:00 | 447.7
2024-10-06 10:00 | 262.99
2024-10-06 11:00 | 124.34
2024-10-06 12:00 | 79.69
2024-10-06 13:00 | 41.89
2024-10-06 14:00 | 16.25
2024-10-06 15:00 | 13.34
2024-10-06 16:00 | 395.82
2024-10-06 17:00 | 617.07
2024-10-06 18:00 | 792.39
2024-10-06 19:00 | 724.71
2024-10-06 20:00 | 544.01
2024-10-06 21:00 | 442.56
2024-10-06 22:00 | 437.49
2024-10-06 23:00 | 385.46
2024-10-07 | 257.77
2024-10-07 01:00 | 263.43
2024-10-07 02:00 | 247.85
2024-10-07 03:00 | 224.75
2024-10-07 04:00 | 260.53
2024-10-07 05:00 | 291.91
2024-10-07 06:00 | 335.37
2024-10-07 07:00 | 378.3
2024-10-07 08:00 | 414.09
2024-10-07 09:00 | 383.75
2024-10-07 10:00 | 372.42
2024-10-07 11:00 | 356.31
2024-10-07 12:00 | 340.88
2024-10-07 13:00 | 322.02
2024-10-07 14:00 | 358.4
2024-10-07 15:00 | 458.07
2024-10-07 16:00 | 661.87
2024-10-07 17:00 | 873.64
2024-10-07 18:00 | 1405.0601
2024-10-07 19:00 | 1405.36
2024-10-07 20:00 | 909.27
2024-10-07 21:00 | 744.91
2024-10-07 22:00 | 685.12
2024-10-07 23:00 | 589.78
2024-10-08 | 539.34
2024-10-08 01:00 | 500.12
2024-10-08 02:00 | 477.15
2024-10-08 03:00 | 444.94
2024-10-08 04:00 | 445.09
2024-10-08 05:00 | 502.8
2024-10-08 06:00 | 641.05
2024-10-08 07:00 | 822.99
2024-10-08 08:00 | 792.2
2024-10-08 09:00 | 633.82
2024-10-08 10:00 | 598.99
2024-10-08 11:00 | 547.47
2024-10-08 12:00 | 495.94
2024-10-08 13:00 | 529.2
2024-10-08 14:00 | 565.14
2024-10-08 15:00 | 578.12
2024-10-08 16:00 | 694.44
2024-10-08 17:00 | 850.06
2024-10-08 18:00 | 1073.76
2024-10-08 19:00 | 1141.54
2024-10-08 20:00 | 853.12
2024-10-08 21:00 | 707.64
2024-10-08 22:00 | 645.75
2024-10-08 23:00 | 504.07
2024-10-09 | 461.86
2024-10-09 01:00 | 447.46
2024-10-09 02:00 | 428.67
2024-10-09 03:00 | 405.1
2024-10-09 04:00 | 427.48
2024-10-09 05:00 | 476.33
2024-10-09 06:00 | 646.59
2024-10-09 07:00 | 826.32
2024-10-09 08:00 | 827.66
2024-10-09 09:00 | 648.82
2024-10-09 10:00 | 537.63
2024-10-09 11:00 | 446.72
2024-10-09 12:00 | 445.97
2024-10-09 13:00 | 446.35
2024-10-09 14:00 | 504.37
2024-10-09 15:00 | 575.51
2024-10-09 16:00 | 708.49
2024-10-09 17:00 | 875.91
2024-10-09 18:00 | 913.8
2024-10-09 19:00 | 948.03
2024-10-09 20:00 | 828.18
2024-10-09 21:00 | 714.45
2024-10-09 22:00 | 709.23
2024-10-09 23:00 | 614.07
2024-10-10 | 456.4
2024-10-10 01:00 | 349.74
2024-10-10 02:00 | 281.56
2024-10-10 03:00 | 238.68
2024-10-10 04:00 | 221.07
2024-10-10 05:00 | 295.36
2024-10-10 06:00 | 463.18
2024-10-10 07:00 | 633.24
2024-10-10 08:00 | 600.12
2024-10-10 09:00 | 503.46
2024-10-10 10:00 | 387.92
2024-10-10 11:00 | 290.37
2024-10-10 12:00 | 163.27
2024-10-10 13:00 | 118.89
2024-10-10 14:00 | 149.25
2024-10-10 15:00 | 277.31
2024-10-10 16:00 | 277.31
2024-10-10 17:00 | 285.14
2024-10-10 18:00 | 294.47
2024-10-10 19:00 | 288.2
2024-10-10 20:00 | 274.63
2024-10-10 21:00 | 263.89
2024-10-10 22:00 | 223.76
2024-10-10 23:00 | 236.29
2024-10-11 | 258.89
2024-10-11 01:00 | 258.96
2024-10-11 02:00 | 261.72
2024-10-11 03:00 | 267.61
2024-10-11 04:00 | 267.84
2024-10-11 05:00 | 274.18
2024-10-11 06:00 | 308.19
2024-10-11 07:00 | 439.23
2024-10-11 08:00 | 593.92
2024-10-11 09:00 | 400.67
2024-10-11 10:00 | 367.86
2024-10-11 11:00 | 324.97
2024-10-11 12:00 | 316.47
2024-10-11 13:00 | 310.2
2024-10-11 14:00 | 299.31
2024-10-11 15:00 | 298.12
2024-10-11 16:00 | 298.86
2024-10-11 17:00 | 496.66
2024-10-11 18:00 | 939.33
2024-10-11 19:00 | 1208.0601
2024-10-11 20:00 | 895.02
2024-10-11 21:00 | 744.29
2024-10-11 22:00 | 733.99
2024-10-11 23:00 | 655.08
2024-10-12 | 672.19
2024-10-12 01:00 | 592.58
2024-10-12 02:00 | 563.93
2024-10-12 03:00 | 559.75
2024-10-12 04:00 | 536.62
2024-10-12 05:00 | 506.62
2024-10-12 06:00 | 534.46
2024-10-12 07:00 | 400.15
2024-10-12 08:00 | 378.36
2024-10-12 09:00 | 310.91
2024-10-12 10:00 | 263.39
2024-10-12 11:00 | 255.77
2024-10-12 12:00 | 184.97
2024-10-12 13:00 | 106.92
2024-10-12 14:00 | 174.15
2024-10-12 15:00 | 263.46
2024-10-12 16:00 | 218.99
2024-10-12 17:00 | 423.8
2024-10-12 18:00 | 361.95
2024-10-12 19:00 | 299.05
2024-10-12 20:00 | 289.35
2024-10-12 21:00 | 288.31
2024-10-12 22:00 | 260.18
2024-10-12 23:00 | 189.29
2024-10-13 | 0
2024-10-13 01:00 | -0.07
2024-10-13 02:00 | -0.52
2024-10-13 03:00 | -2.76
2024-10-13 04:00 | -3.81
2024-10-13 05:00 | -0.67
2024-10-13 06:00 | -0.07
2024-10-13 07:00 | 12.83
2024-10-13 08:00 | 134
2024-10-13 09:00 | 73.49
2024-10-13 10:00 | 36.63
2024-10-13 11:00 | 46.33
2024-10-13 12:00 | 47.6
2024-10-13 13:00 | 52.97
2024-10-13 14:00 | 59.09
2024-10-13 15:00 | 94.61
2024-10-13 16:00 | 118.26
2024-10-13 17:00 | 166.01
2024-10-13 18:00 | 267.33
2024-10-13 19:00 | 403.27
2024-10-13 20:00 | 294.79
2024-10-13 21:00 | 286.73
2024-10-13 22:00 | 299.41
2024-10-13 23:00 | 274.64
2024-10-14 | 276.81
2024-10-14 01:00 | 263
2024-10-14 02:00 | 262.41
2024-10-14 03:00 | 256.36
2024-10-14 04:00 | 293.45
2024-10-14 05:00 | 464.08
2024-10-14 06:00 | 736.71
2024-10-14 07:00 | 973.9
2024-10-14 08:00 | 1142.45
2024-10-14 09:00 | 879.96
2024-10-14 10:00 | 753.2
2024-10-14 11:00 | 695.6
2024-10-14 12:00 | 643.45
2024-10-14 13:00 | 616.29
2024-10-14 14:00 | 553.32
2024-10-14 15:00 | 649.71
2024-10-14 16:00 | 789.31
2024-10-14 17:00 | 1182.66
2024-10-14 18:00 | 1865.28
2024-10-14 19:00 | 1964.29
2024-10-14 20:00 | 1178.86
2024-10-14 21:00 | 851.46
2024-10-14 22:00 | 743.58
2024-10-14 23:00 | 707.31
2024-10-15 | 680.68
2024-10-15 01:00 | 645.32
2024-10-15 02:00 | 659.19
2024-10-15 03:00 | 627.04
2024-10-15 04:00 | 602.86
2024-10-15 05:00 | 667.85
2024-10-15 06:00 | 854.53
2024-10-15 07:00 | 1383.23
2024-10-15 08:00 | 1317.72
2024-10-15 09:00 | 824.76
2024-10-15 10:00 | 692.02
2024-10-15 11:00 | 619.65
2024-10-15 12:00 | 585.48
2024-10-15 13:00 | 535.34
2024-10-15 14:00 | 566.3
2024-10-15 15:00 | 621.96
2024-10-15 16:00 | 664.27
2024-10-15 17:00 | 900.49
2024-10-15 18:00 | 1020.61
2024-10-15 19:00 | 726.05
2024-10-15 20:00 | 568.99
2024-10-15 21:00 | 497.29
2024-10-15 22:00 | 445.06
2024-10-15 23:00 | 304.27
2024-10-16 | 174.21
2024-10-16 01:00 | 95.5
2024-10-16 02:00 | 39.54
2024-10-16 03:00 | 26.93
2024-10-16 04:00 | 23.58
2024-10-16 05:00 | 61.18
2024-10-16 06:00 | 301.05
2024-10-16 07:00 | 353.72
2024-10-16 08:00 | 406.24
2024-10-16 09:00 | 354.76
2024-10-16 10:00 | 199.06
2024-10-16 11:00 | 105.65
2024-10-16 12:00 | 30.51
2024-10-16 13:00 | 15.22
2024-10-16 14:00 | 29.84
2024-10-16 15:00 | 105.8
2024-10-16 16:00 | 246.21
2024-10-16 17:00 | 263
2024-10-16 18:00 | 277.47
2024-10-16 19:00 | 272.47
2024-10-16 20:00 | 267.47
2024-10-16 21:00 | 257.62
2024-10-16 22:00 | 242.03
2024-10-16 23:00 | 198.01
2024-10-17 | 127.13
2024-10-17 01:00 | 90.65
2024-10-17 02:00 | 78.19
2024-10-17 03:00 | 41.86
2024-10-17 04:00 | 74.68
2024-10-17 05:00 | 216.14
2024-10-17 06:00 | 261.73
2024-10-17 07:00 | 298.66
2024-10-17 08:00 | 306.79
2024-10-17 09:00 | 301.87
2024-10-17 10:00 | 286.94
2024-10-17 11:00 | 287.09
2024-10-17 12:00 | 290.67
2024-10-17 13:00 | 305.3
2024-10-17 14:00 | 322.98
2024-10-17 15:00 | 474.14
2024-10-17 16:00 | 691.47
2024-10-17 17:00 | 893.06
2024-10-17 18:00 | 1292.29
2024-10-17 19:00 | 1275.8101
2024-10-17 20:00 | 876.65
2024-10-17 21:00 | 729.75
2024-10-17 22:00 | 664.39
2024-10-17 23:00 | 613.36
2024-10-18 | 603.93
2024-10-18 01:00 | 605.5
2024-10-18 02:00 | 617.21
2024-10-18 03:00 | 588.19
2024-10-18 04:00 | 605.73
2024-10-18 05:00 | 629.23
2024-10-18 06:00 | 737.78
2024-10-18 07:00 | 1117.45
2024-10-18 08:00 | 1165.64
2024-10-18 09:00 | 828.13
2024-10-18 10:00 | 714.43
2024-10-18 11:00 | 636.39
2024-10-18 12:00 | 618.93
2024-10-18 13:00 | 598.34
2024-10-18 14:00 | 605.73
2024-10-18 15:00 | 629.23
2024-10-18 16:00 | 770.6
2024-10-18 17:00 | 997.26
2024-10-18 18:00 | 1352.46
2024-10-18 19:00 | 1063.73
2024-10-18 20:00 | 770.31
2024-10-18 21:00 | 722.41
2024-10-18 22:00 | 695.77
2024-10-18 23:00 | 638.18
2024-10-19 | 649.27
2024-10-19 01:00 | 619.21
2024-10-19 02:00 | 595.94
2024-10-19 03:00 | 561.27
2024-10-19 04:00 | 565.81
2024-10-19 05:00 | 572.53
2024-10-19 06:00 | 596.62
2024-10-19 07:00 | 685.44
2024-10-19 08:00 | 668.66
2024-10-19 09:00 | 630.92
2024-10-19 10:00 | 587.67
2024-10-19 11:00 | 546.8
2024-10-19 12:00 | 493.4
2024-10-19 13:00 | 454.62
2024-10-19 14:00 | 476.47
2024-10-19 15:00 | 589.68
2024-10-19 16:00 | 731.52
2024-10-19 17:00 | 813.93
2024-10-19 18:00 | 1012.9
2024-10-19 19:00 | 886.94
2024-10-19 20:00 | 721.9
2024-10-19 21:00 | 672.53
2024-10-19 22:00 | 625.18
2024-10-19 23:00 | 546.87
2024-10-20 | 403.06
2024-10-20 01:00 | 409.47
2024-10-20 02:00 | 407.08
2024-10-20 03:00 | 417
2024-10-20 04:00 | 444.45
2024-10-20 05:00 | 241.88
2024-10-20 06:00 | 240.39
2024-10-20 07:00 | 291.33
2024-10-20 08:00 | 359.95
2024-10-20 09:00 | 341.23
2024-10-20 10:00 | 47.51
2024-10-20 11:00 | 0.6
2024-10-20 12:00 | 0
2024-10-20 13:00 | -7.31
2024-10-20 14:00 | -14.99
2024-10-20 15:00 | 0
2024-10-20 16:00 | 38.04
2024-10-20 17:00 | 413.57
2024-10-20 18:00 | 318.25
2024-10-20 19:00 | 268.95
2024-10-20 20:00 | 252.92
2024-10-20 21:00 | 156.26
2024-10-20 22:00 | 90.62
2024-10-20 23:00 | 14.39
2024-10-21 | -0.75
2024-10-21 01:00 | -0.75
2024-10-21 02:00 | -1.04
2024-10-21 03:00 | -0.6
2024-10-21 04:00 | -0.3
2024-10-21 05:00 | 24.24
2024-10-21 06:00 | 32.59
2024-10-21 07:00 | 301.17
2024-10-21 08:00 | 292.07
2024-10-21 09:00 | 240.16
2024-10-21 10:00 | 215.4
2024-10-21 11:00 | 208.69
2024-10-21 12:00 | 188.48
2024-10-21 13:00 | 209.73
2024-10-21 14:00 | 168.71
2024-10-21 15:00 | 434.61
2024-10-21 16:00 | 670.29
2024-10-21 17:00 | 969.9
2024-10-21 18:00 | 1582.3199
2024-10-21 19:00 | 1404.8101
2024-10-21 20:00 | 957.97
2024-10-21 21:00 | 750.32
2024-10-21 22:00 | 729.44
2024-10-21 23:00 | 693.42
2024-10-22 | 666.93
2024-10-22 01:00 | 652.76
2024-10-22 02:00 | 639.11
2024-10-22 03:00 | 623.52
2024-10-22 04:00 | 619.19
2024-10-22 05:00 | 641.42
2024-10-22 06:00 | 731.96
2024-10-22 07:00 | 1118.76
2024-10-22 08:00 | 1215.27
2024-10-22 09:00 | 846.08
2024-10-22 10:00 | 736.81
2024-10-22 11:00 | 639.11
2024-10-22 12:00 | 246.72
2024-10-22 13:00 | 232.55
2024-10-22 14:00 | 225.54
2024-10-22 15:00 | 229.79
2024-10-22 16:00 | 263.13
2024-10-22 17:00 | 759.11
2024-10-22 18:00 | 1043.58
2024-10-22 19:00 | 1176.5601
2024-10-22 20:00 | 850.4
2024-10-22 21:00 | 697.73
2024-10-22 22:00 | 713.92
2024-10-22 23:00 | 658.95
2024-10-23 | 602.79
2024-10-23 01:00 | 620.69
2024-10-23 02:00 | 611.67
2024-10-23 03:00 | 620.54
2024-10-23 04:00 | 639.86
2024-10-23 05:00 | 675.95
2024-10-23 06:00 | 780.95
2024-10-23 07:00 | 1025.33
2024-10-23 08:00 | 1205.73
2024-10-23 09:00 | 957.69
2024-10-23 10:00 | 776.33
2024-10-23 11:00 | 693.7
2024-10-23 12:00 | 600.93
2024-10-23 13:00 | 574.75
2024-10-23 14:00 | 562.45
2024-10-23 15:00 | 657.83
2024-10-23 16:00 | 696.23
2024-10-23 17:00 | 1009.67
2024-10-23 18:00 | 1428.86
2024-10-23 19:00 | 1312.52
2024-10-23 20:00 | 833.08
2024-10-23 21:00 | 754.85
2024-10-23 22:00 | 767.6
2024-10-23 23:00 | 694.74
2024-10-24 | 647.06
2024-10-24 01:00 | 597.46
2024-10-24 02:00 | 582.47
2024-10-24 03:00 | 564.35
2024-10-24 04:00 | 532.2
2024-10-24 05:00 | 597.91
2024-10-24 06:00 | 748.41
2024-10-24 07:00 | 1057.99
2024-10-24 08:00 | 1233.48
2024-10-24 09:00 | 874.82
2024-10-24 10:00 | 760.05
2024-10-24 11:00 | 693.97
2024-10-24 12:00 | 626.17
2024-10-24 13:00 | 590.3
2024-10-24 14:00 | 607.9
2024-10-24 15:00 | 713.73
2024-10-24 16:00 | 809.87
2024-10-24 17:00 | 921.66
2024-10-24 18:00 | 1034.4301
2024-10-24 19:00 | 851.63
2024-10-24 20:00 | 720.52
2024-10-24 21:00 | 698.37
2024-10-24 22:00 | 670.48
2024-10-24 23:00 | 623.56
2024-10-25 | 615.46
2024-10-25 01:00 | 612.25
2024-10-25 02:00 | 594.49
2024-10-25 03:00 | 616.2
2024-10-25 04:00 | 630.15
2024-10-25 05:00 | 705.65
2024-10-25 06:00 | 812.7
2024-10-25 07:00 | 923.19
2024-10-25 08:00 | 1123.41
2024-10-25 09:00 | 913.34
2024-10-25 10:00 | 806.81
2024-10-25 11:00 | 700.5
2024-10-25 12:00 | 604.86
2024-10-25 13:00 | 583.23
2024-10-25 14:00 | 615.23
2024-10-25 15:00 | 741.01
2024-10-25 16:00 | 880.51
2024-10-25 17:00 | 1184.14
2024-10-25 18:00 | 1695.83
2024-10-25 19:00 | 1379
2024-10-25 20:00 | 924.01
2024-10-25 21:00 | 867.53
2024-10-25 22:00 | 850.15
2024-10-25 23:00 | 801.21
2024-10-26 | 860.15
2024-10-26 01:00 | 818
2024-10-26 02:00 | 797.93
2024-10-26 03:00 | 804.2
2024-10-26 04:00 | 788.6
2024-10-26 05:00 | 796.96
2024-10-26 06:00 | 850
2024-10-26 07:00 | 937.89
2024-10-26 08:00 | 940.06
2024-10-26 09:00 | 877.16
2024-10-26 10:00 | 756.45
2024-10-26 11:00 | 607.9
2024-10-26 12:00 | 509.94
2024-10-26 13:00 | 472.27
2024-10-26 14:00 | 481.59
2024-10-26 15:00 | 607.6
2024-10-26 16:00 | 750.55
2024-10-26 17:00 | 938.04
2024-10-26 18:00 | 1125.83
2024-10-26 19:00 | 885.89
2024-10-26 20:00 | 719.81
2024-10-26 21:00 | 662.22
2024-10-26 22:00 | 652.82
2024-10-26 23:00 | 571.72
2024-10-27 | 688.12
2024-10-27 01:00 | 626.78
2024-10-27 02:00 | 600.14
2024-10-27 02:00 | 613.57
2024-10-27 03:00 | 592.53
2024-10-27 04:00 | 587.9
2024-10-27 05:00 | 635.29
2024-10-27 06:00 | 665.66
2024-10-27 07:00 | 657
2024-10-27 08:00 | 629.32
2024-10-27 09:00 | 496.05
2024-10-27 10:00 | 408.3
2024-10-27 11:00 | 317.12
2024-10-27 12:00 | 298.39
2024-10-27 13:00 | 298.47
2024-10-27 14:00 | 480.01
2024-10-27 15:00 | 753.11
2024-10-27 16:00 | 878.98
2024-10-27 17:00 | 1106.5699
2024-10-27 18:00 | 1087.24
2024-10-27 19:00 | 973.52
2024-10-27 20:00 | 881.3
2024-10-27 21:00 | 831.16
2024-10-27 22:00 | 820.49
2024-10-27 23:00 | 651.11
2024-10-28 | 713.34
2024-10-28 01:00 | 666.92
2024-10-28 02:00 | 627.82
2024-10-28 03:00 | 592.46
2024-10-28 04:00 | 596.11
2024-10-28 05:00 | 702.29
2024-10-28 06:00 | 738.03
2024-10-28 07:00 | 970.09
2024-10-28 08:00 | 950.47
2024-10-28 09:00 | 866.9
2024-10-28 10:00 | 728.33
2024-10-28 11:00 | 733.56
2024-10-28 12:00 | 708.34
2024-10-28 13:00 | 756.09
2024-10-28 14:00 | 850.11
2024-10-28 15:00 | 905.55
2024-10-28 16:00 | 926.74
2024-10-28 17:00 | 1052.92
2024-10-28 18:00 | 1110.3
2024-10-28 19:00 | 1090.3
2024-10-28 20:00 | 926.66
2024-10-28 21:00 | 862.49
2024-10-28 22:00 | 820.49
2024-10-28 23:00 | 764.15
2024-10-29 | 755.82
2024-10-29 01:00 | 746.13
2024-10-29 02:00 | 737.1
2024-10-29 03:00 | 732.18
2024-10-29 04:00 | 745.98
2024-10-29 05:00 | 843.53
2024-10-29 06:00 | 950.04
2024-10-29 07:00 | 1176.4
2024-10-29 08:00 | 1128.59
2024-10-29 09:00 | 967.27
2024-10-29 10:00 | 900.22
2024-10-29 11:00 | 842.56
2024-10-29 12:00 | 786.48
2024-10-29 13:00 | 878.06
2024-10-29 14:00 | 1013.88
2024-10-29 15:00 | 1284.77
2024-10-29 16:00 | 1586.53
2024-10-29 17:00 | 2131.5801
2024-10-29 18:00 | 1920.0601
2024-10-29 19:00 | 1520.15
2024-10-29 20:00 | 1048.64
2024-10-29 21:00 | 915.51
2024-10-29 22:00 | 866.5
2024-10-29 23:00 | 768.88
2024-10-30 | 743.81
2024-10-30 01:00 | 735.46
2024-10-30 02:00 | 645.96
2024-10-30 03:00 | 500.6
2024-10-30 04:00 | 478
2024-10-30 05:00 | 494.63
2024-10-30 06:00 | 542.81
2024-10-30 07:00 | 743.44
2024-10-30 08:00 | 773.27
2024-10-30 09:00 | 728.6
2024-10-30 10:00 | 469.13
2024-10-30 11:00 | 441.31
2024-10-30 12:00 | 415.13
2024-10-30 13:00 | 388.5
2024-10-30 14:00 | 632.83
2024-10-30 15:00 | 750.67
2024-10-30 16:00 | 1061.76
2024-10-30 17:00 | 1366.36
2024-10-30 18:00 | 1438.63
2024-10-30 19:00 | 1189.15
2024-10-30 20:00 | 816.61
2024-10-30 21:00 | 773.5
2024-10-30 22:00 | 810.42
2024-10-30 23:00 | 744.63
2024-10-31 | 784.59
2024-10-31 01:00 | 734.98
2024-10-31 02:00 | 720.58
2024-10-31 03:00 | 707.37
2024-10-31 04:00 | 658.05
2024-10-31 05:00 | 636.05
2024-10-31 06:00 | 655.89
2024-10-31 07:00 | 739.16
2024-10-31 08:00 | 646.34
2024-10-31 09:00 | 300.75
2024-10-31 10:00 | 155.11
2024-10-31 11:00 | 109.9
2024-10-31 12:00 | 92.59
2024-10-31 13:00 | 118.78
2024-10-31 14:00 | 118.41
2024-10-31 15:00 | 115.79
2024-10-31 16:00 | 116.32
2024-10-31 17:00 | 142.73
2024-10-31 18:00 | 124.75
2024-10-31 19:00 | 108.86
2024-10-31 20:00 | 93.19
2024-10-31 21:00 | 65.73
2024-10-31 22:00 | 52.75
2024-10-31 23:00 | 41.63
2024-11-01 | 24.17
2024-11-01 01:00 | 16.26
2024-11-01 02:00 | 13.05
2024-11-01 03:00 | 11.64
2024-11-01 04:00 | 11.34
2024-11-01 05:00 | 12.76
2024-11-01 06:00 | 24.09
2024-11-01 07:00 | 29.91
2024-11-01 08:00 | 32.67
2024-11-01 09:00 | 24.99
2024-11-01 10:00 | 24.24
2024-11-01 11:00 | 23.5
2024-11-01 12:00 | 24.02
2024-11-01 13:00 | 24.17
2024-11-01 14:00 | 24.39
2024-11-01 15:00 | 24.54
2024-11-01 16:00 | 77.28
2024-11-01 17:00 | 103.17
2024-11-01 18:00 | 149.12
2024-11-01 19:00 | 98.32
2024-11-01 20:00 | 108.61
2024-11-01 21:00 | 113.76
2024-11-01 22:00 | 149.19
2024-11-01 23:00 | 183.36
2024-11-02 | 461.85
2024-11-02 01:00 | 595.84
2024-11-02 02:00 | 661.82
2024-11-02 03:00 | 641.24
2024-11-02 04:00 | 647.58
2024-11-02 05:00 | 676.74
2024-11-02 06:00 | 719.54
2024-11-02 07:00 | 746.45
2024-11-02 08:00 | 754.28
2024-11-02 09:00 | 817.51
2024-11-02 10:00 | 679.94
2024-11-02 11:00 | 704.18
2024-11-02 12:00 | 661.23
2024-11-02 13:00 | 682.33
2024-11-02 14:00 | 771.13
2024-11-02 15:00 | 911.91
2024-11-02 16:00 | 1026.0699
2024-11-02 17:00 | 1182.28
2024-11-02 18:00 | 1117.85
2024-11-02 19:00 | 1006.31
2024-11-02 20:00 | 915.56
2024-11-02 21:00 | 829.59
2024-11-02 22:00 | 792.46
2024-11-02 23:00 | 750.18
2024-11-03 | 754.62
2024-11-03 01:00 | 718.07
2024-11-03 02:00 | 660.58
2024-11-03 03:00 | 634.48
2024-11-03 04:00 | 570.27
2024-11-03 05:00 | 476.53
2024-11-03 06:00 | 417.17
2024-11-03 07:00 | 341.03
2024-11-03 08:00 | 298.45
2024-11-03 09:00 | 290.09
2024-11-03 10:00 | 249.53
2024-11-03 11:00 | 237.59
2024-11-03 12:00 | 234.69
2024-11-03 13:00 | 248.33
2024-11-03 14:00 | 437.38
2024-11-03 15:00 | 510.76
2024-11-03 16:00 | 666.77
2024-11-03 17:00 | 721.36
2024-11-03 18:00 | 718.75
2024-11-03 19:00 | 705.1
2024-11-03 20:00 | 656.55
2024-11-03 21:00 | 647.08
2024-11-03 22:00 | 665.28
2024-11-03 23:00 | 689.14
2024-11-04 | 686.38
2024-11-04 01:00 | 670.87
2024-11-04 02:00 | 671.69
2024-11-04 03:00 | 670.12
2024-11-04 04:00 | 677.13
2024-11-04 05:00 | 734.71
2024-11-04 06:00 | 931.36
2024-11-04 07:00 | 1080.65
2024-11-04 08:00 | 1024.2
2024-11-04 09:00 | 895.86
2024-11-04 10:00 | 777.21
2024-11-04 11:00 | 698.24
2024-11-04 12:00 | 709.65
2024-11-04 13:00 | 734.33
2024-11-04 14:00 | 745.59
2024-11-04 15:00 | 959.62
2024-11-04 16:00 | 1322.5699
2024-11-04 17:00 | 2011.71
2024-11-04 18:00 | 1771.73
2024-11-04 19:00 | 1206.46
2024-11-04 20:00 | 917.26
2024-11-04 21:00 | 821.06
2024-11-04 22:00 | 783.03
2024-11-04 23:00 | 691.45
2024-11-05 | 623.67
2024-11-05 01:00 | 701.01
2024-11-05 02:00 | 676.25
2024-11-05 03:00 | 680.87
2024-11-05 04:00 | 701.01
2024-11-05 05:00 | 716.6
2024-11-05 06:00 | 790.5
2024-11-05 07:00 | 1022.13
2024-11-05 08:00 | 1015.79
2024-11-05 09:00 | 881.7
2024-11-05 10:00 | 789.53
2024-11-05 11:00 | 710.55
2024-11-05 12:00 | 707.87
2024-11-05 13:00 | 740.16
2024-11-05 14:00 | 816.68
2024-11-05 15:00 | 1147.49
2024-11-05 16:00 | 2399.6899
2024-11-05 17:00 | 3527.3401
2024-11-05 18:00 | 3214.3501
2024-11-05 19:00 | 2388.8701
2024-11-05 20:00 | 1265.54
2024-11-05 21:00 | 968.73
2024-11-05 22:00 | 878.27
2024-11-05 23:00 | 759.63
2024-11-06 | 744.59
2024-11-06 01:00 | 738.77
2024-11-06 02:00 | 711.55
2024-11-06 03:00 | 714.75
2024-11-06 04:00 | 717.21
2024-11-06 05:00 | 692.97
2024-11-06 06:00 | 902.48
2024-11-06 07:00 | 1609.41
2024-11-06 08:00 | 1446.96
2024-11-06 09:00 | 1058.89
2024-11-06 10:00 | 982.51
2024-11-06 11:00 | 911.06
2024-11-06 12:00 | 908.82
2024-11-06 13:00 | 925.68
2024-11-06 14:00 | 1020.93
2024-11-06 15:00 | 1422.35
2024-11-06 16:00 | 2243.98
2024-11-06 17:00 | 4102.2002
2024-11-06 18:00 | 2498.99
2024-11-06 19:00 | 1838.38
2024-11-06 20:00 | 1199.11
2024-11-06 21:00 | 961.93
2024-11-06 22:00 | 842.82
2024-11-06 23:00 | 713.78
2024-11-07 | 671.26
2024-11-07 01:00 | 662.31
2024-11-07 02:00 | 652.76
2024-11-07 03:00 | 648.81
2024-11-07 04:00 | 508.48
2024-11-07 05:00 | 680.06
2024-11-07 06:00 | 759.84
2024-11-07 07:00 | 1290.02
2024-11-07 08:00 | 1423.79
2024-11-07 09:00 | 1140.29
2024-11-07 10:00 | 1110.3101
2024-11-07 11:00 | 1005.25
2024-11-07 12:00 | 1007.11
2024-11-07 13:00 | 991.08
2024-11-07 14:00 | 1043.5
2024-11-07 15:00 | 1333.9399
2024-11-07 16:00 | 1811.4
2024-11-07 17:00 | 2767.5
2024-11-07 18:00 | 2071.04
2024-11-07 19:00 | 1281.4399
2024-11-07 20:00 | 964.98
2024-11-07 21:00 | 849.47
2024-11-07 22:00 | 832.7
2024-11-07 23:00 | 744.71
2024-11-08 | 522.36
2024-11-08 01:00 | 489.77
2024-11-08 02:00 | 433.7
2024-11-08 03:00 | 430.49
2024-11-08 04:00 | 325.05
2024-11-08 05:00 | 520.72
2024-11-08 06:00 | 753.75
2024-11-08 07:00 | 951.14
2024-11-08 08:00 | 991.1
2024-11-08 09:00 | 943.45
2024-11-08 10:00 | 875
2024-11-08 11:00 | 822.35
2024-11-08 12:00 | 787.38
2024-11-08 13:00 | 715.35
2024-11-08 14:00 | 713.18
2024-11-08 15:00 | 714.75
2024-11-08 16:00 | 962.69
2024-11-08 17:00 | 958.67
2024-11-08 18:00 | 753.45
2024-11-08 19:00 | 576.72
2024-11-08 20:00 | 298.58
2024-11-08 21:00 | 289.4
2024-11-08 22:00 | 289.18
2024-11-08 23:00 | 281.5
2024-11-09 | 783.75
2024-11-09 01:00 | 745.42
2024-11-09 02:00 | 730.8
2024-11-09 03:00 | 720.96
2024-11-09 04:00 | 733.86
2024-11-09 05:00 | 750.86
2024-11-09 06:00 | 777.86
2024-11-09 07:00 | 819.32
2024-11-09 08:00 | 850.87
2024-11-09 09:00 | 854.59
2024-11-09 10:00 | 820.07
2024-11-09 11:00 | 793.45
2024-11-09 12:00 | 797.02
2024-11-09 13:00 | 805.38
2024-11-09 14:00 | 821.63
2024-11-09 15:00 | 905.75
2024-11-09 16:00 | 1023.35
2024-11-09 17:00 | 1095.6801
2024-11-09 18:00 | 1102.17
2024-11-09 19:00 | 1043.26
2024-11-09 20:00 | 956.91
2024-11-09 21:00 | 879.65
2024-11-09 22:00 | 854.07
2024-11-09 23:00 | 821.04
2024-11-10 | 782.92
2024-11-10 01:00 | 762.71
2024-11-10 02:00 | 760.7
2024-11-10 03:00 | 752.12
2024-11-10 04:00 | 752.27
2024-11-10 05:00 | 760.47
2024-11-10 06:00 | 748.1
2024-11-10 07:00 | 763.98
2024-11-10 08:00 | 785.83
2024-11-10 09:00 | 827.66
2024-11-10 10:00 | 839.82
2024-11-10 11:00 | 821.25
2024-11-10 12:00 | 827.14
2024-11-10 13:00 | 809.84
2024-11-10 14:00 | 837.88
2024-11-10 15:00 | 941.23
2024-11-10 16:00 | 999.4
2024-11-10 17:00 | 1109.02
2024-11-10 18:00 | 1088.8101
2024-11-10 19:00 | 1033.63
2024-11-10 20:00 | 934.45
2024-11-10 21:00 | 859.65
2024-11-10 22:00 | 828.48
2024-11-10 23:00 | 805.51
2024-11-11 | 817.67
2024-11-11 01:00 | 773.15
2024-11-11 02:00 | 745.71
2024-11-11 03:00 | 729.75
2024-11-11 04:00 | 727.07
2024-11-11 05:00 | 774.72
2024-11-11 06:00 | 862.71
2024-11-11 07:00 | 957.12
2024-11-11 08:00 | 1007.15
2024-11-11 09:00 | 991.35
2024-11-11 10:00 | 958.24
2024-11-11 11:00 | 926.25
2024-11-11 12:00 | 893.66
2024-11-11 13:00 | 962.11
2024-11-11 14:00 | 972.7
2024-11-11 15:00 | 1036.91
2024-11-11 16:00 | 1051
2024-11-11 17:00 | 1142.28
2024-11-11 18:00 | 1096.86
2024-11-11 19:00 | 997.01
2024-11-11 20:00 | 909.32
2024-11-11 21:00 | 841.76
2024-11-11 22:00 | 831.91
2024-11-11 23:00 | 785.98
2024-11-12 | 822.61
2024-11-12 01:00 | 780.33
2024-11-12 02:00 | 765.79
2024-11-12 03:00 | 775.48
2024-11-12 04:00 | 801.65
2024-11-12 05:00 | 880.03
2024-11-12 06:00 | 1101.21
2024-11-12 07:00 | 1383.47
2024-11-12 08:00 | 1503.6801
2024-11-12 09:00 | 1647.08
2024-11-12 10:00 | 1418.67
2024-11-12 11:00 | 1275.79
2024-11-12 12:00 | 1205.02
2024-11-12 13:00 | 1166.84
2024-11-12 14:00 | 1300.3199
2024-11-12 15:00 | 1631.5
2024-11-12 16:00 | 2033.8199
2024-11-12 17:00 | 2370.5901
2024-11-12 18:00 | 1680.34
2024-11-12 19:00 | 1277.8
2024-11-12 20:00 | 1112.03
2024-11-12 21:00 | 983.61
2024-11-12 22:00 | 933.72
2024-11-12 23:00 | 861.98
2024-11-13 | 873.84
2024-11-13 01:00 | 833.26
2024-11-13 02:00 | 804.47
2024-11-13 03:00 | 801.48
2024-11-13 04:00 | 804.62
2024-11-13 05:00 | 852.58
2024-11-13 06:00 | 972
2024-11-13 07:00 | 1229.11
2024-11-13 08:00 | 1681.66
2024-11-13 09:00 | 1595.58
2024-11-13 10:00 | 1415.59
2024-11-13 11:00 | 1266.48
2024-11-13 12:00 | 1164.97
2024-11-13 13:00 | 1150.12
2024-11-13 14:00 | 1144.38
2024-11-13 15:00 | 1208.9
2024-11-13 16:00 | 1264.99
2024-11-13 17:00 | 1324.14
2024-11-13 18:00 | 1297.14
2024-11-13 19:00 | 1113.27
2024-11-13 20:00 | 693.25
2024-11-13 21:00 | 549.29
2024-11-13 22:00 | 375.72
2024-11-13 23:00 | 298.81
2024-11-14 | 384.11
2024-11-14 01:00 | 360.98
2024-11-14 02:00 | 364.94
2024-11-14 03:00 | 368.89
2024-11-14 04:00 | 318.69
2024-11-14 05:00 | 379.26
2024-11-14 06:00 | 612.83
2024-11-14 07:00 | 753.07
2024-11-14 08:00 | 869.75
2024-11-14 09:00 | 837
2024-11-14 10:00 | 809.62
2024-11-14 11:00 | 832.6
2024-11-14 12:00 | 850.57
2024-11-14 13:00 | 950.39
2024-11-14 14:00 | 999.7
2024-11-14 15:00 | 1060.64
2024-11-14 16:00 | 1099.66
2024-11-14 17:00 | 1163.0699
2024-11-14 18:00 | 1149.49
2024-11-14 19:00 | 1106.22
2024-11-14 20:00 | 1033.79
2024-11-14 21:00 | 965.61
2024-11-14 22:00 | 916.74
2024-11-14 23:00 | 839.09
2024-11-15 | 774.27
2024-11-15 01:00 | 762.19
2024-11-15 02:00 | 747.19
2024-11-15 03:00 | 745.55
2024-11-15 04:00 | 666.72
2024-11-15 05:00 | 666.64
2024-11-15 06:00 | 703.19
2024-11-15 07:00 | 952.97
2024-11-15 08:00 | 1096.55
2024-11-15 09:00 | 1025.47
2024-11-15 10:00 | 997.58
2024-11-15 11:00 | 799.25
2024-11-15 12:00 | 762.04
2024-11-15 13:00 | 718.4
2024-11-15 14:00 | 709.23
2024-11-15 15:00 | 709.3
2024-11-15 16:00 | 709.83
2024-11-15 17:00 | 742.87
2024-11-15 18:00 | 572.96
2024-11-15 19:00 | 298.41
2024-11-15 20:00 | 293.49
2024-11-15 21:00 | 267.69
2024-11-15 22:00 | 259.41
2024-11-15 23:00 | 239.72
2024-11-16 | 141.79
2024-11-16 01:00 | 40.5
2024-11-16 02:00 | 35.88
2024-11-16 03:00 | 35.35
2024-11-16 04:00 | 36.1
2024-11-16 05:00 | 36.03
2024-11-16 06:00 | 38.04
2024-11-16 07:00 | 124.93
2024-11-16 08:00 | 165.81
2024-11-16 09:00 | 216.16
2024-11-16 10:00 | 261.06
2024-11-16 11:00 | 179.01
2024-11-16 12:00 | 163.12
2024-11-16 13:00 | 149.18
2024-11-16 14:00 | 179.53
2024-11-16 15:00 | 258.67
2024-11-16 16:00 | 290.59
2024-11-16 17:00 | 350.79
2024-11-16 18:00 | 336.62
2024-11-16 19:00 | 297.01
2024-11-16 20:00 | 261.13
2024-11-16 21:00 | 285.75
2024-11-16 22:00 | 220.56
2024-11-16 23:00 | 148.13
2024-11-17 | 122.99
2024-11-17 01:00 | 129.48
2024-11-17 02:00 | 223.76
2024-11-17 03:00 | 203.62
2024-11-17 04:00 | 162
2024-11-17 05:00 | 186.39
2024-11-17 06:00 | 226.07
2024-11-17 07:00 | 230.62
2024-11-17 08:00 | 200.48
2024-11-17 09:00 | 205.41
2024-11-17 10:00 | 145.37
2024-11-17 11:00 | 110.76
2024-11-17 12:00 | 112.47
2024-11-17 13:00 | 111.36
2024-11-17 14:00 | 235.54
2024-11-17 15:00 | 240.98
2024-11-17 16:00 | 283.13
2024-11-17 17:00 | 293.42
2024-11-17 18:00 | 288.12
2024-11-17 19:00 | 279.92
2024-11-17 20:00 | 268.28
2024-11-17 21:00 | 259.63
2024-11-17 22:00 | 246.28
2024-11-17 23:00 | 213.91
2024-11-18 | 406.86
2024-11-18 01:00 | 401.04
2024-11-18 02:00 | 317.73
2024-11-18 03:00 | 315.42
2024-11-18 04:00 | 319.15
2024-11-18 05:00 | 268.28
2024-11-18 06:00 | 441.62
2024-11-18 07:00 | 702.44
2024-11-18 08:00 | 864.37
2024-11-18 09:00 | 753.46
2024-11-18 10:00 | 630.32
2024-11-18 11:00 | 595.86
2024-11-18 12:00 | 558.57
2024-11-18 13:00 | 506.73
2024-11-18 14:00 | 591.76
2024-11-18 15:00 | 784.64
2024-11-18 16:00 | 906.73
2024-11-18 17:00 | 1096.62
2024-11-18 18:00 | 1206.9399
2024-11-18 19:00 | 1131.83
2024-11-18 20:00 | 951.56
2024-11-18 21:00 | 877.27
2024-11-18 22:00 | 872.57
2024-11-18 23:00 | 808.58
2024-11-19 | 798.61
2024-11-19 01:00 | 756.39
2024-11-19 02:00 | 712.98
2024-11-19 03:00 | 684.26
2024-11-19 04:00 | 710.74
2024-11-19 05:00 | 727.97
2024-11-19 06:00 | 867.31
2024-11-19 07:00 | 985.4
2024-11-19 08:00 | 1158.08
2024-11-19 09:00 | 1177.11
2024-11-19 10:00 | 1165.62
2024-11-19 11:00 | 1139.88
2024-11-19 12:00 | 1105.9399
2024-11-19 13:00 | 1076.1
2024-11-19 14:00 | 1045.97
2024-11-19 15:00 | 962.87
2024-11-19 16:00 | 991.29
2024-11-19 17:00 | 1045.74
2024-11-19 18:00 | 1004.42
2024-11-19 19:00 | 939.37
2024-11-19 20:00 | 873.51
2024-11-19 21:00 | 815.84
2024-11-19 22:00 | 785.11
2024-11-19 23:00 | 670.16
2024-11-20 | 747.01
2024-11-20 01:00 | 686.29
2024-11-20 02:00 | 646.01
2024-11-20 03:00 | 608.11
2024-11-20 04:00 | 611.39
2024-11-20 05:00 | 695.91
2024-11-20 06:00 | 802.29
2024-11-20 07:00 | 997.95
2024-11-20 08:00 | 1065.76
2024-11-20 09:00 | 1044.35
2024-11-20 10:00 | 897.77
2024-11-20 11:00 | 803.93
2024-11-20 12:00 | 725.53
2024-11-20 13:00 | 726.27
2024-11-20 14:00 | 791.92
2024-11-20 15:00 | 953.34
2024-11-20 16:00 | 998.4
2024-11-20 17:00 | 1059.27
2024-11-20 18:00 | 1063.6
2024-11-20 19:00 | 1046.29
2024-11-20 20:00 | 1014.36
2024-11-20 21:00 | 917.91
2024-11-20 22:00 | 868.45
2024-11-20 23:00 | 772.07
2024-11-21 | 700.86
2024-11-21 01:00 | 674.3
2024-11-21 02:00 | 647.45
2024-11-21 03:00 | 627.68
2024-11-21 04:00 | 628.28
2024-11-21 05:00 | 689.82
2024-11-21 06:00 | 799.39
2024-11-21 07:00 | 905.83
2024-11-21 08:00 | 991.99
2024-11-21 09:00 | 1006.83
2024-11-21 10:00 | 949.77
2024-11-21 11:00 | 861.3
2024-11-21 12:00 | 847.13
2024-11-21 13:00 | 901.28
2024-11-21 14:00 | 1056.36
2024-11-21 15:00 | 1155.04
2024-11-21 16:00 | 1305.12
2024-11-21 17:00 | 1359.5
2024-11-21 18:00 | 1203.45
2024-11-21 19:00 | 1149.08
2024-11-21 20:00 | 979.6
2024-11-21 21:00 | 917.84
2024-11-21 22:00 | 916.72
2024-11-21 23:00 | 801.56
2024-11-22 | 866.09
2024-11-22 01:00 | 792.18
2024-11-22 02:00 | 729.82
2024-11-22 03:00 | 681.49
2024-11-22 04:00 | 661.2
2024-11-22 05:00 | 687.38
2024-11-22 06:00 | 873.1
2024-11-22 07:00 | 1009.15
2024-11-22 08:00 | 1114.61
2024-11-22 09:00 | 1075.75
2024-11-22 10:00 | 1023.69
2024-11-22 11:00 | 895.63
2024-11-22 12:00 | 788.9
2024-11-22 13:00 | 710.36
2024-11-22 14:00 | 717.37
2024-11-22 15:00 | 792.4
2024-11-22 16:00 | 829.47
2024-11-22 17:00 | 957.98
2024-11-22 18:00 | 1001.54
2024-11-22 19:00 | 960.67
2024-11-22 20:00 | 792.18
2024-11-22 21:00 | 741.91
2024-11-22 22:00 | 649.72
2024-11-22 23:00 | 570.96
2024-11-23 | 458.22
2024-11-23 01:00 | 391.84
2024-11-23 02:00 | 377.89
2024-11-23 03:00 | 357.39
2024-11-23 04:00 | 367.45
2024-11-23 05:00 | 368.12
2024-11-23 06:00 | 376.93
2024-11-23 07:00 | 501.03
2024-11-23 08:00 | 651.45
2024-11-23 09:00 | 638.55
2024-11-23 10:00 | 585.75
2024-11-23 11:00 | 548.16
2024-11-23 12:00 | 531.01
2024-11-23 13:00 | 565.69
2024-11-23 14:00 | 639
2024-11-23 15:00 | 750.42
2024-11-23 16:00 | 641.68
2024-11-23 17:00 | 709.77
2024-11-23 18:00 | 631.84
2024-11-23 19:00 | 529.52
2024-11-23 20:00 | 444.12
2024-11-23 21:00 | 358.21
2024-11-23 22:00 | 291.61
2024-11-23 23:00 | 137.67
2024-11-24 | 11.56
2024-11-24 01:00 | 13.2
2024-11-24 02:00 | 2.01
2024-11-24 03:00 | 2.76
2024-11-24 04:00 | 2.01
2024-11-24 05:00 | 2.24
2024-11-24 06:00 | 3.13
2024-11-24 07:00 | 3.8
2024-11-24 08:00 | 12.83
2024-11-24 09:00 | 28.27
2024-11-24 10:00 | 17
2024-11-24 11:00 | 19.91
2024-11-24 12:00 | 16.56
2024-11-24 13:00 | 19.54
2024-11-24 14:00 | 23.19
2024-11-24 15:00 | 49.3
2024-11-24 16:00 | 104.33
2024-11-24 17:00 | 115.75
2024-11-24 18:00 | 120.67
2024-11-24 19:00 | 89.64
2024-11-24 20:00 | 55.19
2024-11-24 21:00 | 33.56
2024-11-24 22:00 | 24.39
2024-11-24 23:00 | 0.07
2024-11-25 | -9.32
2024-11-25 01:00 | -11.86
2024-11-25 02:00 | -10.59
2024-11-25 03:00 | -13.87
2024-11-25 04:00 | -10.59
2024-11-25 05:00 | -2.09
2024-11-25 06:00 | 0
2024-11-25 07:00 | 405.56
2024-11-25 08:00 | 452.02
2024-11-25 09:00 | 302.19
2024-11-25 10:00 | 317.33
2024-11-25 11:00 | 308.53
2024-11-25 12:00 | 298.31
2024-11-25 13:00 | 364.31
2024-11-25 14:00 | 347.16
2024-11-25 15:00 | 301
2024-11-25 16:00 | 313.3
2024-11-25 17:00 | 353.28
2024-11-25 18:00 | 347.01
2024-11-25 19:00 | 304.95
2024-11-25 20:00 | 289.88
2024-11-25 21:00 | 227.54
2024-11-25 22:00 | 197.04
2024-11-25 23:00 | 298.31
2024-11-26 | 120.08
2024-11-26 01:00 | 137.98
2024-11-26 02:00 | 149.84
2024-11-26 03:00 | 137.46
2024-11-26 04:00 | 138.5
2024-11-26 05:00 | 146.71
2024-11-26 06:00 | 283.87
2024-11-26 07:00 | 295.13
2024-11-26 08:00 | 306.46
2024-11-26 09:00 | 298.33
2024-11-26 10:00 | 300.42
2024-11-26 11:00 | 298.11
2024-11-26 12:00 | 297.96
2024-11-26 13:00 | 299.75
2024-11-26 14:00 | 306.24
2024-11-26 15:00 | 352.41
2024-11-26 16:00 | 354.65
2024-11-26 17:00 | 355.54
2024-11-26 18:00 | 355.47
2024-11-26 19:00 | 311.09
2024-11-26 20:00 | 353
2024-11-26 21:00 | 355.09
2024-11-26 22:00 | 318.1
2024-11-26 23:00 | 382.84
2024-11-27 | 781.21
2024-11-27 01:00 | 792.7
2024-11-27 02:00 | 820.45
2024-11-27 03:00 | 769.8
2024-11-27 04:00 | 752.35
2024-11-27 05:00 | 836.18
2024-11-27 06:00 | 816.72
2024-11-27 07:00 | 1105.37
2024-11-27 08:00 | 1271.54
2024-11-27 09:00 | 1183.98
2024-11-27 10:00 | 1141.91
2024-11-27 11:00 | 1118.79
2024-11-27 12:00 | 1086.42
2024-11-27 13:00 | 1047.86
2024-11-27 14:00 | 970.29
2024-11-27 15:00 | 982.3
2024-11-27 16:00 | 878.18
2024-11-27 17:00 | 829.77
2024-11-27 18:00 | 837.53
2024-11-27 19:00 | 759.58
2024-11-27 20:00 | 582.82
2024-11-27 21:00 | 535.98
2024-11-27 22:00 | 500.1
2024-11-27 23:00 | 363.83
2024-11-28 | 367.03
2024-11-28 01:00 | 307.36
2024-11-28 02:00 | 245.75
2024-11-28 03:00 | 239.27
2024-11-28 04:00 | 236.36
2024-11-28 05:00 | 390
2024-11-28 06:00 | 471.89
2024-11-28 07:00 | 653.06
2024-11-28 08:00 | 760.9
2024-11-28 09:00 | 714.44
2024-11-28 10:00 | 663.27
2024-11-28 11:00 | 647.31
2024-11-28 12:00 | 626.95
2024-11-28 13:00 | 624.71
2024-11-28 14:00 | 709.81
2024-11-28 15:00 | 794.84
2024-11-28 16:00 | 989.13
2024-11-28 17:00 | 1113.76
2024-11-28 18:00 | 1180.14
2024-11-28 19:00 | 1147.92
2024-11-28 20:00 | 1073.78
2024-11-28 21:00 | 988.16
2024-11-28 22:00 | 911.12
2024-11-28 23:00 | 839.81
2024-11-29 | 822.62
2024-11-29 01:00 | 798.09
2024-11-29 02:00 | 771.68
2024-11-29 03:00 | 766.69
2024-11-29 04:00 | 785.33
2024-11-29 05:00 | 859.76
2024-11-29 06:00 | 1014.22
2024-11-29 07:00 | 1222.08
2024-11-29 08:00 | 1294.42
2024-11-29 09:00 | 1173.67
2024-11-29 10:00 | 1031.8199
2024-11-29 11:00 | 895.41
2024-11-29 12:00 | 820.76
2024-11-29 13:00 | 852.16
2024-11-29 14:00 | 815.16
2024-11-29 15:00 | 915.25
2024-11-29 16:00 | 914.95
2024-11-29 17:00 | 1076.79
2024-11-29 18:00 | 1059.27
2024-11-29 19:00 | 975.59
2024-11-29 20:00 | 894.22
2024-11-29 21:00 | 836.05
2024-11-29 22:00 | 848.2
2024-11-29 23:00 | 770.27
2024-11-30 | 596.57
2024-11-30 01:00 | 452.48
2024-11-30 02:00 | 385.88
2024-11-30 03:00 | 294.37
2024-11-30 04:00 | 288.92
2024-11-30 05:00 | 277.21
2024-11-30 06:00 | 283.4
2024-11-30 07:00 | 298.77
2024-11-30 08:00 | 306.3
2024-11-30 09:00 | 313.31
2024-11-30 10:00 | 312.49
2024-11-30 11:00 | 317.04
2024-11-30 12:00 | 313.83
2024-11-30 13:00 | 410.26
2024-11-30 14:00 | 665.63
2024-11-30 15:00 | 742.44
2024-11-30 16:00 | 857.6
2024-11-30 17:00 | 1021.3
2024-11-30 18:00 | 1013.54
2024-11-30 19:00 | 969.09
2024-11-30 20:00 | 868.26
2024-11-30 21:00 | 836.64
2024-11-30 22:00 | 856.03
2024-11-30 23:00 | 795.54
2024-12-01 | 710.1
2024-12-01 01:00 | 671.38
2024-12-01 02:00 | 657.44
2024-12-01 03:00 | 639.24
2024-12-01 04:00 | 628.57
2024-12-01 05:00 | 596.72
2024-12-01 06:00 | 620.81
2024-12-01 07:00 | 665.27
2024-12-01 08:00 | 739.86
2024-12-01 09:00 | 705.62
2024-12-01 10:00 | 666.09
2024-12-01 11:00 | 614.47
2024-12-01 12:00 | 635.88
2024-12-01 13:00 | 619.69
2024-12-01 14:00 | 675.86
2024-12-01 15:00 | 766.86
2024-12-01 16:00 | 876.06
2024-12-01 17:00 | 820.12
2024-12-01 18:00 | 757.46
2024-12-01 19:00 | 622.98
2024-12-01 20:00 | 501.92
2024-12-01 21:00 | 438.66
2024-12-01 22:00 | 374.14
2024-12-01 23:00 | 338.56
2024-12-02 | 166.34
2024-12-02 01:00 | 201.69
2024-12-02 02:00 | 235.26
2024-12-02 03:00 | 234.81
2024-12-02 04:00 | 237.27
2024-12-02 05:00 | 284.64
2024-12-02 06:00 | 399.13
2024-12-02 07:00 | 422.93
2024-12-02 08:00 | 496.32
2024-12-02 09:00 | 487.15
2024-12-02 10:00 | 484.91
2024-12-02 11:00 | 484.76
2024-12-02 12:00 | 500.57
2024-12-02 13:00 | 523.32
2024-12-02 14:00 | 678.55
2024-12-02 15:00 | 807.66
2024-12-02 16:00 | 997.27
2024-12-02 17:00 | 1097
2024-12-02 18:00 | 1103.1899
2024-12-02 19:00 | 1029.34
2024-12-02 20:00 | 860.99
2024-12-02 21:00 | 746.27
2024-12-02 22:00 | 711.14
2024-12-02 23:00 | 661.54
2024-12-03 | 712.16
2024-12-03 01:00 | 677.93
2024-12-03 02:00 | 656.3
2024-12-03 03:00 | 647.35
2024-12-03 04:00 | 708.21
2024-12-03 05:00 | 712.76
2024-12-03 06:00 | 894.51
2024-12-03 07:00 | 1059.03
2024-12-03 08:00 | 1108.7
2024-12-03 09:00 | 961.48
2024-12-03 10:00 | 753.7
2024-12-03 11:00 | 708.28
2024-12-03 12:00 | 707.91
2024-12-03 13:00 | 710
2024-12-03 14:00 | 1076.48
2024-12-03 15:00 | 1222.8101
2024-12-03 16:00 | 1486.22
2024-12-03 17:00 | 1559.76
2024-12-03 18:00 | 1475.78
2024-12-03 19:00 | 1415.74
2024-12-03 20:00 | 1256.22
2024-12-03 21:00 | 1142.04
2024-12-03 22:00 | 1059.63
2024-12-03 23:00 | 975.57
2024-12-04 | 902.48
2024-12-04 01:00 | 870.18
2024-12-04 02:00 | 841.32
2024-12-04 03:00 | 820.51
2024-12-04 04:00 | 832.74
2024-12-04 05:00 | 892.11
2024-12-04 06:00 | 1048.3101
2024-12-04 07:00 | 1527.26
2024-12-04 08:00 | 2005.17
2024-12-04 09:00 | 1820.4
2024-12-04 10:00 | 1582.9
2024-12-04 11:00 | 1484
2024-12-04 12:00 | 1434.02
2024-12-04 13:00 | 1437.23
2024-12-04 14:00 | 1548.0699
2024-12-04 15:00 | 1699.42
2024-12-04 16:00 | 1877.39
2024-12-04 17:00 | 2146.4399
2024-12-04 18:00 | 1717.24
2024-12-04 19:00 | 1447.0699
2024-12-04 20:00 | 1184.51
2024-12-04 21:00 | 992.07
2024-12-04 22:00 | 895.1
2024-12-04 23:00 | 827.96
2024-12-05 | 855.94
2024-12-05 01:00 | 788.6
2024-12-05 02:00 | 746.54
2024-12-05 03:00 | 649.88
2024-12-05 04:00 | 573.81
2024-12-05 05:00 | 579.48
2024-12-05 06:00 | 680.91
2024-12-05 07:00 | 857.66
2024-12-05 08:00 | 954.61
2024-12-05 09:00 | 745.12
2024-12-05 10:00 | 685.16
2024-12-05 11:00 | 597.68
2024-12-05 12:00 | 561.95
2024-12-05 13:00 | 528.69
2024-12-05 14:00 | 469.33
2024-12-05 15:00 | 460.82
2024-12-05 16:00 | 405.86
2024-12-05 17:00 | 450.46
2024-12-05 18:00 | 400.04
2024-12-05 19:00 | 332.55
2024-12-05 20:00 | 303.91
2024-12-05 21:00 | 347.17
2024-12-05 22:00 | 312.04
2024-12-05 23:00 | 321.73
2024-12-06 | 79.35
2024-12-06 01:00 | 34.31
2024-12-06 02:00 | 28.86
2024-12-06 03:00 | 17.23
2024-12-06 04:00 | 22.3
2024-12-06 05:00 | 77.19
2024-12-06 06:00 | 467.62
2024-12-06 07:00 | 691.43
2024-12-06 08:00 | 821.65
2024-12-06 09:00 | 821.58
2024-12-06 10:00 | 776.23
2024-12-06 11:00 | 733.65
2024-12-06 12:00 | 685.39
2024-12-06 13:00 | 751.02
2024-12-06 14:00 | 812.93
2024-12-06 15:00 | 871.99
2024-12-06 16:00 | 981.1
2024-12-06 17:00 | 1066.42
2024-12-06 18:00 | 1126.6801
2024-12-06 19:00 | 1062.62
2024-12-06 20:00 | 969.54
2024-12-06 21:00 | 890.64
2024-12-06 22:00 | 903.02
2024-12-06 23:00 | 761.76
2024-12-07 | 646.27
2024-12-07 01:00 | 554.3
2024-12-07 02:00 | 507.17
2024-12-07 03:00 | 465.1
2024-12-07 04:00 | 366.2
2024-12-07 05:00 | 279.02
2024-12-07 06:00 | 285.36
2024-12-07 07:00 | 309.37
2024-12-07 08:00 | 404.02
2024-12-07 09:00 | 440.79
2024-12-07 10:00 | 400.59
2024-12-07 11:00 | 382.84
2024-12-07 12:00 | 403.72
2024-12-07 13:00 | 406.03
2024-12-07 14:00 | 427.96
2024-12-07 15:00 | 440.86
2024-12-07 16:00 | 454.59
2024-12-07 17:00 | 469.88
2024-12-07 18:00 | 463.09
2024-12-07 19:00 | 515.37
2024-12-07 20:00 | 559.38
2024-12-07 21:00 | 569.37
2024-12-07 22:00 | 551.84
2024-12-07 23:00 | 512.61
2024-12-08 | 325.31
2024-12-08 01:00 | 325.31
2024-12-08 02:00 | 378.56
2024-12-08 03:00 | 308.75
2024-12-08 04:00 | 302.78
2024-12-08 05:00 | 298.46
2024-12-08 06:00 | 305.32
2024-12-08 07:00 | 328.74
2024-12-08 08:00 | 341.27
2024-12-08 09:00 | 500.49
2024-12-08 10:00 | 663.07
2024-12-08 11:00 | 775.01
2024-12-08 12:00 | 641.96
2024-12-08 13:00 | 720.05
2024-12-08 14:00 | 634.95
2024-12-08 15:00 | 592.52
2024-12-08 16:00 | 621.01
2024-12-08 17:00 | 617.87
2024-12-08 18:00 | 584.02
2024-12-08 19:00 | 483.34
2024-12-08 20:00 | 432.1
2024-12-08 21:00 | 407.64
2024-12-08 22:00 | 317.48
2024-12-08 23:00 | 304.13
2024-12-09 | 320.01
2024-12-09 01:00 | 337.09
2024-12-09 02:00 | 261.47
2024-12-09 03:00 | 255.43
2024-12-09 04:00 | 243.05
2024-12-09 05:00 | 285.33
2024-12-09 06:00 | 318.6
2024-12-09 07:00 | 514.81
2024-12-09 08:00 | 608.25
2024-12-09 09:00 | 498.1
2024-12-09 10:00 | 500.56
2024-12-09 11:00 | 510.56
2024-12-09 12:00 | 520.7
2024-12-09 13:00 | 588.71
2024-12-09 14:00 | 690.89
2024-12-09 15:00 | 840.94
2024-12-09 16:00 | 858.83
2024-12-09 17:00 | 887.02
2024-12-09 18:00 | 871.89
2024-12-09 19:00 | 911.41
2024-12-09 20:00 | 843.92
2024-12-09 21:00 | 753.08
2024-12-09 22:00 | 734.44
2024-12-09 23:00 | 689.02
2024-12-10 | 576.26
2024-12-10 01:00 | 633.91
2024-12-10 02:00 | 645.1
2024-12-10 03:00 | 624.21
2024-12-10 04:00 | 650.39
2024-12-10 05:00 | 664.26
2024-12-10 06:00 | 835.72
2024-12-10 07:00 | 1008.14
2024-12-10 08:00 | 1266.03
2024-12-10 09:00 | 1358.35
2024-12-10 10:00 | 1377.8199
2024-12-10 11:00 | 1390.87
2024-12-10 12:00 | 1347.02
2024-12-10 13:00 | 1422.79
2024-12-10 14:00 | 1412.5699
2024-12-10 15:00 | 1473.95
2024-12-10 16:00 | 1484.76
2024-12-10 17:00 | 1486.63
2024-12-10 18:00 | 1349.85
2024-12-10 19:00 | 1343.66
2024-12-10 20:00 | 1242.46
2024-12-10 21:00 | 1127.24
2024-12-10 22:00 | 1028.72
2024-12-10 23:00 | 905.15
2024-12-11 | 864.69
2024-12-11 01:00 | 807.11
2024-12-11 02:00 | 800.33
2024-12-11 03:00 | 791.82
2024-12-11 04:00 | 810.62
2024-12-11 05:00 | 934.57
2024-12-11 06:00 | 1218.8
2024-12-11 07:00 | 1861.46
2024-12-11 08:00 | 2656.4199
2024-12-11 09:00 | 2721.97
2024-12-11 10:00 | 2525.1499
2024-12-11 11:00 | 2568.1899
2024-12-11 12:00 | 2491
2024-12-11 13:00 | 2484.6599
2024-12-11 14:00 | 2701.46
2024-12-11 15:00 | 2811.6899
2024-12-11 16:00 | 3265.6699
2024-12-11 17:00 | 3243.22
2024-12-11 18:00 | 2684.3101
2024-12-11 19:00 | 2545.0701
2024-12-11 20:00 | 1542.48
2024-12-11 21:00 | 1276.8199
2024-12-11 22:00 | 1118.71
2024-12-11 23:00 | 1014
2024-12-12 | 911.62
2024-12-12 01:00 | 859.86
2024-12-12 02:00 | 820.04
2024-12-12 03:00 | 800.58
2024-12-12 04:00 | 839.06
2024-12-12 05:00 | 922.28
2024-12-12 06:00 | 1313.88
2024-12-12 07:00 | 4474.5
2024-12-12 08:00 | 4889.2202
2024-12-12 09:00 | 4823.29
2024-12-12 10:00 | 4055.6799
2024-12-12 11:00 | 3470.48
2024-12-12 12:00 | 3020.26
2024-12-12 13:00 | 3097.1499
2024-12-12 14:00 | 3656.77
2024-12-12 15:00 | 4985.3398
2024-12-12 16:00 | 6107.6401
2024-12-12 17:00 | 6982.4199
2024-12-12 18:00 | 5027.7798
2024-12-12 19:00 | 4109.2202
2024-12-12 20:00 | 2204.9199
2024-12-12 21:00 | 1263.3199
2024-12-12 22:00 | 1118.64
2024-12-12 23:00 | 1004.91
2024-12-13 | 970.08
2024-12-13 01:00 | 916.61
2024-12-13 02:00 | 887.3
2024-12-13 03:00 | 857.32
2024-12-13 04:00 | 862.46
2024-12-13 05:00 | 938.46
2024-12-13 06:00 | 1167.4301
2024-12-13 07:00 | 1399.97
2024-12-13 08:00 | 1886.92
2024-12-13 09:00 | 1832.77
2024-12-13 10:00 | 1554.4301
2024-12-13 11:00 | 1300.7
2024-12-13 12:00 | 1238.5
2024-12-13 13:00 | 1230.6
2024-12-13 14:00 | 1376.03
2024-12-13 15:00 | 1646.54
2024-12-13 16:00 | 1864.99
2024-12-13 17:00 | 2119.6899
2024-12-13 18:00 | 1939.12
2024-12-13 19:00 | 1682.5601
2024-12-13 20:00 | 1305.1801
2024-12-13 21:00 | 1090.53
2024-12-13 22:00 | 1007.52
2024-12-13 23:00 | 869.03
2024-12-14 | 872.06
2024-12-14 01:00 | 830.45
2024-12-14 02:00 | 805.69
2024-12-14 03:00 | 738.43
2024-12-14 04:00 | 696.81
2024-12-14 05:00 | 657.07
2024-12-14 06:00 | 517.99
2024-12-14 07:00 | 581.82
2024-12-14 08:00 | 661.99
2024-12-14 09:00 | 554.08
2024-12-14 10:00 | 299.86
2024-12-14 11:00 | 277.12
2024-12-14 12:00 | 280.17
2024-12-14 13:00 | 273.46
2024-12-14 14:00 | 265.48
2024-12-14 15:00 | 261.83
2024-12-14 16:00 | 274.21
2024-12-14 17:00 | 278.61
2024-12-14 18:00 | 249.97
2024-12-14 19:00 | 261.9
2024-12-14 20:00 | 231.77
2024-12-14 21:00 | 193.59
2024-12-14 22:00 | 220.59
2024-12-14 23:00 | 219.84
2024-12-15 | 336.14
2024-12-15 01:00 | 263.05
2024-12-15 02:00 | 232.47
2024-12-15 03:00 | 233.29
2024-12-15 04:00 | 251.71
2024-12-15 05:00 | 269.98
2024-12-15 06:00 | 271.77
2024-12-15 07:00 | 337.03
2024-12-15 08:00 | 370.07
2024-12-15 09:00 | 317.04
2024-12-15 10:00 | 300.63
2024-12-15 11:00 | 292.06
2024-12-15 12:00 | 291.16
2024-12-15 13:00 | 286.17
2024-12-15 14:00 | 272.97
2024-12-15 15:00 | 263.12
2024-12-15 16:00 | 255.66
2024-12-15 17:00 | 233.59
2024-12-15 18:00 | 193.84
2024-12-15 19:00 | 166.91
2024-12-15 20:00 | 138.35
2024-12-15 21:00 | 104.11
2024-12-15 22:00 | 75.18
2024-12-15 23:00 | 17.08
2024-12-16 | 0.67
2024-12-16 01:00 | 0.75
2024-12-16 02:00 | 0.37
2024-12-16 03:00 | 0.52
2024-12-16 04:00 | 0.15
2024-12-16 05:00 | 13.05
2024-12-16 06:00 | 57.65
2024-12-16 07:00 | 220.01
2024-12-16 08:00 | 257.3
2024-12-16 09:00 | 237.09
2024-12-16 10:00 | 229.63
2024-12-16 11:00 | 224.41
2024-12-16 12:00 | 219.34
2024-12-16 13:00 | 216.96
2024-12-16 14:00 | 213.15
2024-12-16 15:00 | 246.12
2024-12-16 16:00 | 241.12
2024-12-16 17:00 | 230.9
2024-12-16 18:00 | 241.94
2024-12-16 19:00 | 221.43
2024-12-16 20:00 | 189.96
2024-12-16 21:00 | 166.54
2024-12-16 22:00 | 125.22
2024-12-16 23:00 | 123.73
2024-12-17 | 106.22
2024-12-17 01:00 | 149.63
2024-12-17 02:00 | 147.32
2024-12-17 03:00 | 153.81
2024-12-17 04:00 | 126.73
2024-12-17 05:00 | 123.52
2024-12-17 06:00 | 262.04
2024-12-17 07:00 | 334.24
2024-12-17 08:00 | 384.14
2024-12-17 09:00 | 420.84
2024-12-17 10:00 | 395.25
2024-12-17 11:00 | 381.6
2024-12-17 12:00 | 453.06
2024-12-17 13:00 | 475.96
2024-12-17 14:00 | 640.66
2024-12-17 15:00 | 800.8
2024-12-17 16:00 | 839.22
2024-12-17 17:00 | 949.76
2024-12-17 18:00 | 907.02
2024-12-17 19:00 | 806.32
2024-12-17 20:00 | 734.79
2024-12-17 21:00 | 714.87
2024-12-17 22:00 | 600.38
2024-12-17 23:00 | 453.06
2024-12-18 | 168.05
2024-12-18 01:00 | 227.87
2024-12-18 02:00 | 202.51
2024-12-18 03:00 | 121.73
2024-12-18 04:00 | 108.53
2024-12-18 05:00 | 67.35
2024-12-18 06:00 | 45.13
2024-12-18 07:00 | 291.27
2024-12-18 08:00 | 370.55
2024-12-18 09:00 | 322.82
2024-12-18 10:00 | 249.79
2024-12-18 11:00 | 244.35
2024-12-18 12:00 | 237.11
2024-12-18 13:00 | 233.83
2024-12-18 14:00 | 230.03
2024-12-18 15:00 | 245.24
2024-12-18 16:00 | 211.61
2024-12-18 17:00 | 218.84
2024-12-18 18:00 | 146.71
2024-12-18 19:00 | 129.04
2024-12-18 20:00 | 119.12
2024-12-18 21:00 | 133.21
2024-12-18 22:00 | 154.1
2024-12-18 23:00 | 159.92
2024-12-19 | 84.16
2024-12-19 01:00 | 98.7
2024-12-19 02:00 | 40.81
2024-12-19 03:00 | 13.58
2024-12-19 04:00 | 2.31
2024-12-19 05:00 | 14.92
2024-12-19 06:00 | 63.94
2024-12-19 07:00 | 402.5
2024-12-19 08:00 | 495.98
2024-12-19 09:00 | 503.3
2024-12-19 10:00 | 484.87
2024-12-19 11:00 | 428.32
2024-12-19 12:00 | 277.09
2024-12-19 13:00 | 233.22
2024-12-19 14:00 | 227.77
2024-12-19 15:00 | 230.91
2024-12-19 16:00 | 234.26
2024-12-19 17:00 | 230.38
2024-12-19 18:00 | 160.03
2024-12-19 19:00 | 59.31
2024-12-19 20:00 | 48.12
2024-12-19 21:00 | 51.93
2024-12-19 22:00 | 48.87
2024-12-19 23:00 | 81.47
2024-12-20 | 83.35
2024-12-20 01:00 | 134.46
2024-12-20 02:00 | 121.7
2024-12-20 03:00 | 130.05
2024-12-20 04:00 | 103.19
2024-12-20 05:00 | 67.45
2024-12-20 06:00 | 39.62
2024-12-20 07:00 | 202.73
2024-12-20 08:00 | 151.02
2024-12-20 09:00 | 225.34
2024-12-20 10:00 | 233.17
2024-12-20 11:00 | 238.32
2024-12-20 12:00 | 250.63
2024-12-20 13:00 | 249.89
2024-12-20 14:00 | 261.68
2024-12-20 15:00 | 329.58
2024-12-20 16:00 | 536.56
2024-12-20 17:00 | 655.72
2024-12-20 18:00 | 582.9
2024-12-20 19:00 | 367.11
2024-12-20 20:00 | 250.48
2024-12-20 21:00 | 230.93
2024-12-20 22:00 | 184.67
2024-12-20 23:00 | 148.56
2024-12-21 | 87.07
2024-12-21 01:00 | 166.83
2024-12-21 02:00 | 160.86
2024-12-21 03:00 | 144.82
2024-12-21 04:00 | 135.12
2024-12-21 05:00 | 149.52
2024-12-21 06:00 | 149.22
2024-12-21 07:00 | 158.25
2024-12-21 08:00 | 170.64
2024-12-21 09:00 | 218.84
2024-12-21 10:00 | 234.5
2024-12-21 11:00 | 230.7
2024-12-21 12:00 | 232.19
2024-12-21 13:00 | 222.57
2024-12-21 14:00 | 193.39
2024-12-21 15:00 | 203.54
2024-12-21 16:00 | 218.69
2024-12-21 17:00 | 218.39
2024-12-21 18:00 | 208.54
2024-12-21 19:00 | 154.67
2024-12-21 20:00 | 114.16
2024-12-21 21:00 | 38.57
2024-12-21 22:00 | 31.56
2024-12-21 23:00 | 29.7
2024-12-22 | 13.65
2024-12-22 01:00 | 10.52
2024-12-22 02:00 | 1.72
2024-12-22 03:00 | -0.67
2024-12-22 04:00 | -5.74
2024-12-22 05:00 | -0.22
2024-12-22 06:00 | -0.3
2024-12-22 07:00 | 17.08
2024-12-22 08:00 | 45.28
2024-12-22 09:00 | 153.66
2024-12-22 10:00 | 150.45
2024-12-22 11:00 | 171.56
2024-12-22 12:00 | 158.06
2024-12-22 13:00 | 159.55
2024-12-22 14:00 | 209.01
2024-12-22 15:00 | 311.57
2024-12-22 16:00 | 350.06
2024-12-22 17:00 | 488.36
2024-12-22 18:00 | 453.45
2024-12-22 19:00 | 434.2
2024-12-22 20:00 | 350.06
2024-12-22 21:00 | 273.46
2024-12-22 22:00 | 270.02
2024-12-22 23:00 | 182.75
2024-12-23 | 217.73
2024-12-23 01:00 | 150.15
2024-12-23 02:00 | 106.74
2024-12-23 03:00 | 68.03
2024-12-23 04:00 | 72.95
2024-12-23 05:00 | 110.4
2024-12-23 06:00 | 129.72
2024-12-23 07:00 | 387.95
2024-12-23 08:00 | 442.63
2024-12-23 09:00 | 444.72
2024-12-23 10:00 | 393.32
2024-12-23 11:00 | 387.88
2024-12-23 12:00 | 404.07
2024-12-23 13:00 | 408.84
2024-12-23 14:00 | 459.19
2024-12-23 15:00 | 549.67
2024-12-23 16:00 | 615.83
2024-12-23 17:00 | 732.87
2024-12-23 18:00 | 758.98
2024-12-23 19:00 | 727.05
2024-12-23 20:00 | 690.65
2024-12-23 21:00 | 807.76
2024-12-23 22:00 | 789.33
2024-12-23 23:00 | 723.47
2024-12-24 | 641.68
2024-12-24 01:00 | 617.89
2024-12-24 02:00 | 610.8
2024-12-24 03:00 | 581.79
2024-12-24 04:00 | 587.61
2024-12-24 05:00 | 601.18
2024-12-24 06:00 | 634.52
2024-12-24 07:00 | 752.07
2024-12-24 08:00 | 858.44
2024-12-24 09:00 | 902.15
2024-12-24 10:00 | 895.06
2024-12-24 11:00 | 881.34
2024-12-24 12:00 | 876.34
2024-12-24 13:00 | 860.6
2024-12-24 14:00 | 879.99
2024-12-24 15:00 | 891.33
2024-12-24 16:00 | 896.63
2024-12-24 17:00 | 880.14
2024-12-24 18:00 | 827.78
2024-12-24 19:00 | 776.39
2024-12-24 20:00 | 764.98
2024-12-24 21:00 | 705.83
2024-12-24 22:00 | 738.72
2024-12-24 23:00 | 657.79
2024-12-25 | 681.73
2024-12-25 01:00 | 644.95
2024-12-25 02:00 | 634.73
2024-12-25 03:00 | 511.99
2024-12-25 04:00 | 461.18
2024-12-25 05:00 | 468.19
2024-12-25 06:00 | 466.62
2024-12-25 07:00 | 633.76
2024-12-25 08:00 | 673.08
2024-12-25 09:00 | 740.45
2024-12-25 10:00 | 698.07
2024-12-25 11:00 | 690.54
2024-12-25 12:00 | 704.41
2024-12-25 13:00 | 679.19
2024-12-25 14:00 | 739.93
2024-12-25 15:00 | 840.8
2024-12-25 16:00 | 870.8
2024-12-25 17:00 | 899.23
2024-12-25 18:00 | 888.63
2024-12-25 19:00 | 880.42
2024-12-25 20:00 | 882.81
2024-12-25 21:00 | 843.19
2024-12-25 22:00 | 851.1
2024-12-25 23:00 | 777.61
2024-12-26 | 762.31
2024-12-26 01:00 | 709.26
2024-12-26 02:00 | 705.91
2024-12-26 03:00 | 668.82
2024-12-26 04:00 | 678
2024-12-26 05:00 | 709.56
2024-12-26 06:00 | 738.66
2024-12-26 07:00 | 840.21
2024-12-26 08:00 | 888.63
2024-12-26 09:00 | 882.14
2024-12-26 10:00 | 844.98
2024-12-26 11:00 | 790.96
2024-12-26 12:00 | 803.65
2024-12-26 13:00 | 775.22
2024-12-26 14:00 | 818.05
2024-12-26 15:00 | 900.94
2024-12-26 16:00 | 967.27
2024-12-26 17:00 | 1028.9
2024-12-26 18:00 | 1030.02
2024-12-26 19:00 | 1012.56
2024-12-26 20:00 | 963.47
2024-12-26 21:00 | 901.69
2024-12-26 22:00 | 921.46
2024-12-26 23:00 | 872.81
2024-12-27 | 796.78
2024-12-27 01:00 | 757.46
2024-12-27 02:00 | 753.81
2024-12-27 03:00 | 744.18
2024-12-27 04:00 | 742.99
2024-12-27 05:00 | 792.38
2024-12-27 06:00 | 863.26
2024-12-27 07:00 | 927.36
2024-12-27 08:00 | 983.76
2024-12-27 09:00 | 971.08
2024-12-27 10:00 | 896.09
2024-12-27 11:00 | 805.36
2024-12-27 12:00 | 804.39
2024-12-27 13:00 | 805.36
2024-12-27 14:00 | 907.66
2024-12-27 15:00 | 1018.16
2024-12-27 16:00 | 1091.2
2024-12-27 17:00 | 1132.61
2024-12-27 18:00 | 1181.86
2024-12-27 19:00 | 1092.55
2024-12-27 20:00 | 993.39
2024-12-27 21:00 | 935.79
2024-12-27 22:00 | 945.78
2024-12-27 23:00 | 850.58
2024-12-28 | 943.03
2024-12-28 01:00 | 870.14
2024-12-28 02:00 | 821.79
2024-12-28 03:00 | 790.23
2024-12-28 04:00 | 767.93
2024-12-28 05:00 | 787.7
2024-12-28 06:00 | 818.51
2024-12-28 07:00 | 926.91
2024-12-28 08:00 | 954.96
2024-12-28 09:00 | 957.2
2024-12-28 10:00 | 916.39
2024-12-28 11:00 | 846.04
2024-12-28 12:00 | 812.99
2024-12-28 13:00 | 820.75
2024-12-28 14:00 | 879.09
2024-12-28 15:00 | 1005.7
2024-12-28 16:00 | 1039.42
2024-12-28 17:00 | 1124.84
2024-12-28 18:00 | 1100.52
2024-12-28 19:00 | 1048.0699
2024-12-28 20:00 | 964.36
2024-12-28 21:00 | 939.3
2024-12-28 22:00 | 904.61
2024-12-28 23:00 | 857.45
2024-12-29 | 950.27
2024-12-29 01:00 | 851.05
2024-12-29 02:00 | 803.46
2024-12-29 03:00 | 758.63
2024-12-29 04:00 | 729.02
2024-12-29 05:00 | 735.51
2024-12-29 06:00 | 500.53
2024-12-29 07:00 | 429.29
2024-12-29 08:00 | 400.58
2024-12-29 09:00 | 304.8
2024-12-29 10:00 | 190.37
2024-12-29 11:00 | 179.25
2024-12-29 12:00 | 217.97
2024-12-29 13:00 | 211.55
2024-12-29 14:00 | 184.4
2024-12-29 15:00 | 183.88
2024-12-29 16:00 | 205.36
2024-12-29 17:00 | 209.69
2024-12-29 18:00 | 186.34
2024-12-29 19:00 | 180.67
2024-12-29 20:00 | 175.52
2024-12-29 21:00 | 173.06
2024-12-29 22:00 | 149.26
2024-12-29 23:00 | 91.08
2024-12-30 | 26.78
2024-12-30 01:00 | 100.26
2024-12-30 02:00 | 100.4
2024-12-30 03:00 | 123.53
2024-12-30 04:00 | 145.53
2024-12-30 05:00 | 129.65
2024-12-30 06:00 | 191.11
2024-12-30 07:00 | 254.52
2024-12-30 08:00 | 278.39
2024-12-30 09:00 | 271.38
2024-12-30 10:00 | 286.67
2024-12-30 11:00 | 286.07
2024-12-30 12:00 | 270.93
2024-12-30 13:00 | 258.17
2024-12-30 14:00 | 268.99
2024-12-30 15:00 | 279.21
2024-12-30 16:00 | 296.37
2024-12-30 17:00 | 292.19
2024-12-30 18:00 | 274.96
2024-12-30 19:00 | 246.16
2024-12-30 20:00 | 234.97
2024-12-30 21:00 | 234.3
2024-12-30 22:00 | 219.98
2024-12-30 23:00 | 266.01
2024-12-31 | 376.64
2024-12-31 01:00 | 342.4
2024-12-31 02:00 | 420.95
2024-12-31 03:00 | 260.34
2024-12-31 04:00 | 230.36
2024-12-31 05:00 | 225.36
2024-12-31 06:00 | 298.39
2024-12-31 07:00 | 387.01
2024-12-31 08:00 | 585.07
2024-12-31 09:00 | 622.59
2024-12-31 10:00 | 357.47
2024-12-31 11:00 | 316.74
2024-12-31 12:00 | 276.83
2024-12-31 13:00 | 271.09
2024-12-31 14:00 | 149.05
2024-12-31 15:00 | 126.82
2024-12-31 16:00 | 139.27
2024-12-31 17:00 | 156.28
2024-12-31 18:00 | 193.8
2024-12-31 19:00 | 186.64
2024-12-31 20:00 | 141.73
2024-12-31 21:00 | 117.12
2024-12-31 22:00 | 67.58
2024-12-31 23:00 | 3.88

## Heat demand
Time | Esbjerg | Varde | Bramming | Total
2027-01-01 | 134.03 | 22.55 | 9.02 | 165.6
2027-01-01 01:00 | 139.48 | 23 | 9.2 | 171.68
2027-01-01 02:00 | 134.42 | 22.75 | 9.1 | 166.27
2027-01-01 03:00 | 134.24 | 23.05 | 9.22 | 166.51
2027-01-01 04:00 | 129.73 | 28.5 | 11.4 | 169.63
2027-01-01 05:00 | 129.4 | 29.5 | 11.8 | 170.7
2027-01-01 06:00 | 130.7 | 31.2 | 12.48 | 174.38
2027-01-01 07:00 | 129.97 | 34.4 | 13.76 | 178.13
2027-01-01 08:00 | 131.99 | 35.35 | 14.14 | 181.48
2027-01-01 09:00 | 135.91 | 33.9 | 13.56 | 183.37
2027-01-01 10:00 | 143.71 | 32.5 | 13 | 189.21
2027-01-01 11:00 | 152.95 | 26.5 | 10.6 | 190.05
2027-01-01 12:00 | 154.15 | 26.85 | 10.74 | 191.74
2027-01-01 13:00 | 160.98 | 26.35 | 10.54 | 197.87
2027-01-01 14:00 | 156.78 | 26.1 | 10.44 | 193.32
2027-01-01 15:00 | 152.95 | 26.15 | 10.46 | 189.56
2027-01-01 16:00 | 152.47 | 26.8 | 10.72 | 189.99
2027-01-01 17:00 | 152.95 | 27.55 | 11.02 | 191.52
2027-01-01 18:00 | 156.41 | 28.15 | 11.26 | 195.82
2027-01-01 19:00 | 156.63 | 27.7 | 11.08 | 195.41
2027-01-01 20:00 | 153.83 | 26.8 | 10.72 | 191.35
2027-01-01 21:00 | 149.24 | 26.35 | 10.54 | 186.13
2027-01-01 22:00 | 149.76 | 26 | 10.4 | 186.16
2027-01-01 23:00 | 150.86 | 25.75 | 10.3 | 186.91
2027-01-02 | 152.54 | 26.15 | 10.46 | 189.15
2027-01-02 01:00 | 157.46 | 26.85 | 10.74 | 195.05
2027-01-02 02:00 | 161.79 | 28.3 | 11.32 | 201.41
2027-01-02 03:00 | 165.81 | 28.75 | 11.5 | 206.06
2027-01-02 04:00 | 173.03 | 29.9 | 11.96 | 214.89
2027-01-02 05:00 | 180.4 | 31.4 | 12.56 | 224.36
2027-01-02 06:00 | 191.91 | 33 | 13.2 | 238.11
2027-01-02 07:00 | 211.54 | 36.45 | 14.58 | 262.57
2027-01-02 08:00 | 210.72 | 38.4 | 15.36 | 264.48
2027-01-02 09:00 | 207.87 | 37.55 | 15.02 | 260.44
2027-01-02 10:00 | 207.92 | 36.9 | 14.76 | 259.58
2027-01-02 11:00 | 201.79 | 35.25 | 14.1 | 251.14
2027-01-02 12:00 | 187.05 | 33.5 | 13.4 | 233.95
2027-01-02 13:00 | 177.02 | 31 | 12.4 | 220.42
2027-01-02 14:00 | 172.15 | 29.25 | 11.7 | 213.1
2027-01-02 15:00 | 174.82 | 29.5 | 11.8 | 216.12
2027-01-02 16:00 | 179.6 | 30.25 | 12.1 | 221.95
2027-01-02 17:00 | 174.37 | 30.05 | 12.02 | 216.44
2027-01-02 18:00 | 178.11 | 30.45 | 12.18 | 220.74
2027-01-02 19:00 | 176.86 | 30.6 | 12.24 | 219.7
2027-01-02 20:00 | 170.9 | 30.45 | 12.18 | 213.53
2027-01-02 21:00 | 164.49 | 28.7 | 11.48 | 204.67
2027-01-02 22:00 | 161 | 28 | 11.2 | 200.2
2027-01-02 23:00 | 159.17 | 27.25 | 10.9 | 197.32
2027-01-03 | 156.35 | 26.85 | 10.74 | 193.94
2027-01-03 01:00 | 158.87 | 27.15 | 10.86 | 196.88
2027-01-03 02:00 | 159.55 | 27.65 | 11.06 | 198.26
2027-01-03 03:00 | 161.03 | 28.35 | 11.34 | 200.72
2027-01-03 04:00 | 165.34 | 28.5 | 11.4 | 205.24
2027-01-03 05:00 | 171.01 | 29.5 | 11.8 | 212.31
2027-01-03 06:00 | 180.39 | 31.2 | 12.48 | 224.07
2027-01-03 07:00 | 194.95 | 34.4 | 13.76 | 243.11
2027-01-03 08:00 | 194.07 | 35.35 | 14.14 | 243.56
2027-01-03 09:00 | 188.94 | 33.9 | 13.56 | 236.4
2027-01-03 10:00 | 187.56 | 32.5 | 13 | 233.06
2027-01-03 11:00 | 185.94 | 31.75 | 12.7 | 230.39
2027-01-03 12:00 | 183.49 | 31.35 | 12.54 | 227.38
2027-01-03 13:00 | 181.8 | 31.2 | 12.48 | 225.48
2027-01-03 14:00 | 179.13 | 30.8 | 12.32 | 222.25
2027-01-03 15:00 | 176.02 | 29.45 | 11.78 | 217.25
2027-01-03 16:00 | 170.73 | 28.45 | 11.38 | 210.56
2027-01-03 17:00 | 167.63 | 27.95 | 11.18 | 206.76
2027-01-03 18:00 | 165.74 | 28 | 11.2 | 204.94
2027-01-03 19:00 | 165.77 | 28.15 | 11.26 | 205.18
2027-01-03 20:00 | 162.04 | 27.8 | 11.12 | 200.96
2027-01-03 21:00 | 160.76 | 27.35 | 10.94 | 199.05
2027-01-03 22:00 | 161.1 | 26.9 | 10.76 | 198.76
2027-01-03 23:00 | 157.3 | 26.6 | 10.64 | 194.54
2027-01-04 | 158.8 | 26.5 | 10.6 | 195.9
2027-01-04 01:00 | 159.96 | 27.35 | 10.94 | 198.25
2027-01-04 02:00 | 159.66 | 27.9 | 11.16 | 198.72
2027-01-04 03:00 | 168.97 | 28.6 | 11.44 | 209.01
2027-01-04 04:00 | 172.7 | 29.45 | 11.78 | 213.93
2027-01-04 05:00 | 178.82 | 30.2 | 12.08 | 221.1
2027-01-04 06:00 | 191.09 | 32.15 | 12.86 | 236.1
2027-01-04 07:00 | 212.32 | 35.4 | 14.16 | 261.88
2027-01-04 08:00 | 215.67 | 36.8 | 14.72 | 267.19
2027-01-04 09:00 | 208.45 | 36.2 | 14.48 | 259.13
2027-01-04 10:00 | 201.66 | 34.55 | 13.82 | 250.03
2027-01-04 11:00 | 193.57 | 32.9 | 13.16 | 239.63
2027-01-04 12:00 | 183.52 | 29.9 | 11.96 | 225.38
2027-01-04 13:00 | 181.82 | 30 | 12 | 223.82
2027-01-04 14:00 | 177.67 | 29.05 | 11.62 | 218.34
2027-01-04 15:00 | 187.5 | 30.5 | 12.2 | 230.2
2027-01-04 16:00 | 189.03 | 31 | 12.4 | 232.43
2027-01-04 17:00 | 190.16 | 31.3 | 12.52 | 233.98
2027-01-04 18:00 | 191.41 | 32.2 | 12.88 | 236.49
2027-01-04 19:00 | 192.02 | 32.5 | 13 | 237.52
2027-01-04 20:00 | 188.02 | 32.4 | 12.96 | 233.38
2027-01-04 21:00 | 183.99 | 32.1 | 12.84 | 228.93
2027-01-04 22:00 | 183.21 | 31.35 | 12.54 | 227.1
2027-01-04 23:00 | 182.38 | 30.8 | 12.32 | 225.5
2027-01-05 | 181.09 | 30.4 | 12.16 | 223.65
2027-01-05 01:00 | 182.39 | 30.8 | 12.32 | 225.51
2027-01-05 02:00 | 185.55 | 32.1 | 12.84 | 230.49
2027-01-05 03:00 | 191.13 | 33.1 | 13.24 | 237.47
2027-01-05 04:00 | 199.4 | 33.6 | 13.44 | 246.44
2027-01-05 05:00 | 207.54 | 35.2 | 14.08 | 256.82
2027-01-05 06:00 | 226.41 | 37.45 | 14.98 | 278.84
2027-01-05 07:00 | 253.16 | 39.25 | 15.7 | 308.11
2027-01-05 08:00 | 259.13 | 41.05 | 16.42 | 316.6
2027-01-05 09:00 | 255.34 | 39 | 15.6 | 309.94
2027-01-05 10:00 | 254.67 | 40.15 | 16.06 | 310.88
2027-01-05 11:00 | 243.57 | 42.25 | 16.9 | 302.72
2027-01-05 12:00 | 232.39 | 39.55 | 15.82 | 287.76
2027-01-05 13:00 | 227.87 | 37.45 | 14.98 | 280.3
2027-01-05 14:00 | 222.85 | 36.15 | 14.46 | 273.46
2027-01-05 15:00 | 219 | 35.65 | 14.26 | 268.91
2027-01-05 16:00 | 221.44 | 35.25 | 14.1 | 270.79
2027-01-05 17:00 | 225.87 | 37.25 | 14.9 | 278.02
2027-01-05 18:00 | 228.06 | 38.35 | 15.34 | 281.75
2027-01-05 19:00 | 228.41 | 39.05 | 15.62 | 283.08
2027-01-05 20:00 | 236.99 | 41.9 | 16.76 | 295.65
2027-01-05 21:00 | 237.92 | 42.15 | 16.86 | 296.93
2027-01-05 22:00 | 231.46 | 39.5 | 15.8 | 286.76
2027-01-05 23:00 | 230.96 | 35.6 | 14.24 | 280.8
2027-01-06 | 227.25 | 35.35 | 14.14 | 276.74
2027-01-06 01:00 | 228.37 | 35.15 | 14.06 | 277.58
2027-01-06 02:00 | 233 | 35 | 14 | 282
2027-01-06 03:00 | 237.03 | 34.95 | 13.98 | 285.96
2027-01-06 04:00 | 244.98 | 35.1 | 14.04 | 294.12
2027-01-06 05:00 | 252.42 | 34.8 | 13.92 | 301.14
2027-01-06 06:00 | 252.71 | 34.5 | 13.8 | 301.01
2027-01-06 07:00 | 247.49 | 34.65 | 13.86 | 296
2027-01-06 08:00 | 267.67 | 34.95 | 13.98 | 316.6
2027-01-06 09:00 | 250.38 | 35.7 | 14.28 | 300.36
2027-01-06 10:00 | 255.95 | 35.6 | 14.24 | 305.79
2027-01-06 11:00 | 263.53 | 34.7 | 13.88 | 312.11
2027-01-06 12:00 | 249.65 | 40.05 | 16.02 | 305.72
2027-01-06 13:00 | 252.76 | 38.5 | 15.4 | 306.66
2027-01-06 14:00 | 251.73 | 43.2 | 17.28 | 312.21
2027-01-06 15:00 | 246.5 | 42.65 | 17.06 | 306.21
2027-01-06 16:00 | 239.11 | 41.1 | 16.44 | 296.65
2027-01-06 17:00 | 237.38 | 40.7 | 16.28 | 294.36
2027-01-06 18:00 | 234 | 40.3 | 16.12 | 290.42
2027-01-06 19:00 | 225.62 | 40.05 | 16.02 | 281.69
2027-01-06 20:00 | 220.07 | 38.65 | 15.46 | 274.18
2027-01-06 21:00 | 210.91 | 37.35 | 14.94 | 263.2
2027-01-06 22:00 | 207.88 | 36.3 | 14.52 | 258.7
2027-01-06 23:00 | 203.03 | 35.6 | 14.24 | 252.87
2027-01-07 | 200.46 | 35.35 | 14.14 | 249.95
2027-01-07 01:00 | 199.27 | 35.15 | 14.06 | 248.48
2027-01-07 02:00 | 199.25 | 35 | 14 | 248.25
2027-01-07 03:00 | 198.73 | 34.95 | 13.98 | 247.66
2027-01-07 04:00 | 198.03 | 35.1 | 14.04 | 247.17
2027-01-07 05:00 | 196.51 | 34.8 | 13.92 | 245.23
2027-01-07 06:00 | 198.26 | 34.5 | 13.8 | 246.56
2027-01-07 07:00 | 201.18 | 34.65 | 13.86 | 249.69
2027-01-07 08:00 | 204.2 | 34.95 | 13.98 | 253.13
2027-01-07 09:00 | 205.25 | 35.7 | 14.28 | 255.23
2027-01-07 10:00 | 205.77 | 35.6 | 14.24 | 255.61
2027-01-07 11:00 | 201.94 | 34.7 | 13.88 | 250.52
2027-01-07 12:00 | 196.34 | 33.6 | 13.44 | 243.38
2027-01-07 13:00 | 189.66 | 32.5 | 13 | 235.16
2027-01-07 14:00 | 183.36 | 31.95 | 12.78 | 228.09
2027-01-07 15:00 | 184.73 | 31.45 | 12.58 | 228.76
2027-01-07 16:00 | 182.9 | 31.3 | 12.52 | 226.72
2027-01-07 17:00 | 185.68 | 31.8 | 12.72 | 230.2
2027-01-07 18:00 | 187.61 | 32.05 | 12.82 | 232.48
2027-01-07 19:00 | 187.13 | 32 | 12.8 | 231.93
2027-01-07 20:00 | 186.96 | 31.95 | 12.78 | 231.69
2027-01-07 21:00 | 182.44 | 31.75 | 12.7 | 226.89
2027-01-07 22:00 | 178.13 | 31.15 | 12.46 | 221.74
2027-01-07 23:00 | 178.49 | 30.9 | 12.36 | 221.75
2027-01-08 | 176.13 | 30.4 | 12.16 | 218.69
2027-01-08 01:00 | 173.16 | 30.1 | 12.04 | 215.3
2027-01-08 02:00 | 172.6 | 30.3 | 12.12 | 215.02
2027-01-08 03:00 | 174.81 | 30.5 | 12.2 | 217.51
2027-01-08 04:00 | 174.87 | 30.5 | 12.2 | 217.57
2027-01-08 05:00 | 175.74 | 30.8 | 12.32 | 218.86
2027-01-08 06:00 | 181.98 | 31.2 | 12.48 | 225.66
2027-01-08 07:00 | 185.59 | 32.45 | 12.98 | 231.02
2027-01-08 08:00 | 190.95 | 33 | 13.2 | 237.15
2027-01-08 09:00 | 196.46 | 34.35 | 13.74 | 244.55
2027-01-08 10:00 | 201.03 | 35.65 | 14.26 | 250.94
2027-01-08 11:00 | 203.04 | 34.83 | 13.93 | 251.8
2027-01-08 12:00 | 193.94 | 34.83 | 13.93 | 242.7
2027-01-08 13:00 | 187.88 | 34.1 | 13.64 | 235.62
2027-01-08 14:00 | 178.42 | 31.85 | 12.74 | 223.01
2027-01-08 15:00 | 175.65 | 30.8 | 12.32 | 218.77
2027-01-08 16:00 | 180.35 | 31.6 | 12.64 | 224.59
2027-01-08 17:00 | 181.52 | 32.45 | 12.98 | 226.95
2027-01-08 18:00 | 185.96 | 33.3 | 13.32 | 232.58
2027-01-08 19:00 | 187.86 | 33.65 | 13.46 | 234.97
2027-01-08 20:00 | 183.68 | 33.05 | 13.22 | 229.95
2027-01-08 21:00 | 174.34 | 31.8 | 12.72 | 218.86
2027-01-08 22:00 | 171.41 | 30.6 | 12.24 | 214.25
2027-01-08 23:00 | 165.72 | 29.7 | 11.88 | 207.3
2027-01-09 | 161.6 | 28.6 | 11.44 | 201.64
2027-01-09 01:00 | 161.68 | 28.35 | 11.34 | 201.37
2027-01-09 02:00 | 163.76 | 28.5 | 11.4 | 203.66
2027-01-09 03:00 | 166.73 | 28.9 | 11.56 | 207.19
2027-01-09 04:00 | 171.11 | 29.4 | 11.76 | 212.27
2027-01-09 05:00 | 176.41 | 30 | 12 | 218.41
2027-01-09 06:00 | 189.47 | 31.5 | 12.6 | 233.57
2027-01-09 07:00 | 210.4 | 35.25 | 14.1 | 259.75
2027-01-09 08:00 | 210.62 | 36.05 | 14.42 | 261.09
2027-01-09 09:00 | 200.72 | 35.15 | 14.06 | 249.93
2027-01-09 10:00 | 198.33 | 34.05 | 13.62 | 246
2027-01-09 11:00 | 193.4 | 32.8 | 13.12 | 239.32
2027-01-09 12:00 | 186.33 | 32.4 | 12.96 | 231.69
2027-01-09 13:00 | 181.7 | 31.75 | 12.7 | 226.15
2027-01-09 14:00 | 179.43 | 30.3 | 12.12 | 221.85
2027-01-09 15:00 | 182.98 | 30.95 | 12.38 | 226.31
2027-01-09 16:00 | 184.85 | 30.9 | 12.36 | 228.11
2027-01-09 17:00 | 183.39 | 31.35 | 12.54 | 227.28
2027-01-09 18:00 | 184.63 | 31.55 | 12.62 | 228.8
2027-01-09 19:00 | 185.54 | 31.9 | 12.76 | 230.2
2027-01-09 20:00 | 182.45 | 31.5 | 12.6 | 226.55
2027-01-09 21:00 | 176.74 | 30.45 | 12.18 | 219.37
2027-01-09 22:00 | 173.51 | 29.75 | 11.9 | 215.16
2027-01-09 23:00 | 170.05 | 29.2 | 11.68 | 210.93
2027-01-10 | 167.21 | 29.1 | 11.64 | 207.95
2027-01-10 01:00 | 168.31 | 29.25 | 11.7 | 209.26
2027-01-10 02:00 | 172.59 | 29.85 | 11.94 | 214.38
2027-01-10 03:00 | 176.7 | 30.3 | 12.12 | 219.12
2027-01-10 04:00 | 182.62 | 31 | 12.4 | 226.02
2027-01-10 05:00 | 191.22 | 32 | 12.8 | 236.02
2027-01-10 06:00 | 200.63 | 33.85 | 13.54 | 248.02
2027-01-10 07:00 | 220.89 | 37.65 | 15.06 | 273.6
2027-01-10 08:00 | 224 | 38.7 | 15.48 | 278.18
2027-01-10 09:00 | 213.89 | 37.7 | 15.08 | 266.67
2027-01-10 10:00 | 211.85 | 36.45 | 14.58 | 262.88
2027-01-10 11:00 | 207.44 | 34.8 | 13.92 | 256.16
2027-01-10 12:00 | 205.35 | 35.45 | 14.18 | 254.98
2027-01-10 13:00 | 201.87 | 34.4 | 13.76 | 250.03
2027-01-10 14:00 | 191.58 | 33.65 | 13.46 | 238.69
2027-01-10 15:00 | 186.86 | 32.2 | 12.88 | 231.94
2027-01-10 16:00 | 187.09 | 31.4 | 12.56 | 231.05
2027-01-10 17:00 | 185.09 | 31.3 | 12.52 | 228.91
2027-01-10 18:00 | 183.69 | 31.85 | 12.74 | 228.28
2027-01-10 19:00 | 182.76 | 31.85 | 12.74 | 227.35
2027-01-10 20:00 | 179.02 | 31.2 | 12.48 | 222.7
2027-01-10 21:00 | 177.4 | 29.5 | 11.8 | 218.7
2027-01-10 22:00 | 172.95 | 28.75 | 11.5 | 213.2
2027-01-10 23:00 | 164.89 | 27.8 | 11.12 | 203.81
2027-01-11 | 160.12 | 26.9 | 10.76 | 197.78
2027-01-11 01:00 | 158.97 | 26.7 | 10.68 | 196.35
2027-01-11 02:00 | 159.52 | 26.85 | 10.74 | 197.11
2027-01-11 03:00 | 164.96 | 27.6 | 11.04 | 203.6
2027-01-11 04:00 | 170.48 | 28.15 | 11.26 | 209.89
2027-01-11 05:00 | 177.72 | 29.35 | 11.74 | 218.81
2027-01-11 06:00 | 186.03 | 31.95 | 12.78 | 230.76
2027-01-11 07:00 | 208.68 | 35.9 | 14.36 | 258.94
2027-01-11 08:00 | 209.82 | 36.95 | 14.78 | 261.55
2027-01-11 09:00 | 200.67 | 35.2 | 14.08 | 249.95
2027-01-11 10:00 | 197.12 | 33.9 | 13.56 | 244.58
2027-01-11 11:00 | 193.7 | 32.2 | 12.88 | 238.78
2027-01-11 12:00 | 189.8 | 31.55 | 12.62 | 233.97
2027-01-11 13:00 | 183.49 | 31 | 12.4 | 226.89
2027-01-11 14:00 | 182.06 | 29.7 | 11.88 | 223.64
2027-01-11 15:00 | 172.91 | 29.75 | 11.9 | 214.56
2027-01-11 16:00 | 174.6 | 29.85 | 11.94 | 216.39
2027-01-11 17:00 | 176.31 | 30.2 | 12.08 | 218.59
2027-01-11 18:00 | 176.54 | 30.8 | 12.32 | 219.66
2027-01-11 19:00 | 174.69 | 30.9 | 12.36 | 217.95
2027-01-11 20:00 | 174.05 | 30 | 12 | 216.05
2027-01-11 21:00 | 169.14 | 29.45 | 11.78 | 210.37
2027-01-11 22:00 | 168.5 | 29 | 11.6 | 209.1
2027-01-11 23:00 | 168.79 | 28.4 | 11.36 | 208.55
2027-01-12 | 162.13 | 28.1 | 11.24 | 201.47
2027-01-12 01:00 | 165.52 | 28.25 | 11.3 | 205.07
2027-01-12 02:00 | 169.75 | 29.5 | 11.8 | 211.05
2027-01-12 03:00 | 174.39 | 30.05 | 12.02 | 216.46
2027-01-12 04:00 | 177.68 | 30.7 | 12.28 | 220.66
2027-01-12 05:00 | 183.74 | 31.5 | 12.6 | 227.84
2027-01-12 06:00 | 195.05 | 33.6 | 13.44 | 242.09
2027-01-12 07:00 | 214.34 | 38.05 | 15.22 | 267.61
2027-01-12 08:00 | 221.7 | 38.65 | 15.46 | 275.81
2027-01-12 09:00 | 217.22 | 36.95 | 14.78 | 268.95
2027-01-12 10:00 | 215.03 | 36.4 | 14.56 | 265.99
2027-01-12 11:00 | 208.71 | 35.4 | 14.16 | 258.27
2027-01-12 12:00 | 200.46 | 33 | 13.2 | 246.66
2027-01-12 13:00 | 182.91 | 32.8 | 13.12 | 228.83
2027-01-12 14:00 | 186.74 | 32.35 | 12.94 | 232.03
2027-01-12 15:00 | 196.87 | 30.7 | 12.28 | 239.85
2027-01-12 16:00 | 195.56 | 29.65 | 11.86 | 237.07
2027-01-12 17:00 | 189.67 | 30.1 | 12.04 | 231.81
2027-01-12 18:00 | 188.76 | 31.35 | 12.54 | 232.65
2027-01-12 19:00 | 186.43 | 32.35 | 12.94 | 231.72
2027-01-12 20:00 | 193.71 | 31.85 | 12.74 | 238.3
2027-01-12 21:00 | 183.08 | 30.8 | 12.32 | 226.2
2027-01-12 22:00 | 174.41 | 31.05 | 12.42 | 217.88
2027-01-12 23:00 | 168.84 | 31.3 | 12.52 | 212.66
2027-01-13 | 166.11 | 30.7 | 12.28 | 209.09
2027-01-13 01:00 | 165.98 | 30.65 | 12.26 | 208.89
2027-01-13 02:00 | 168.55 | 29.45 | 11.78 | 209.78
2027-01-13 03:00 | 172.76 | 29.8 | 11.92 | 214.48
2027-01-13 04:00 | 178.42 | 31 | 12.4 | 221.82
2027-01-13 05:00 | 185.96 | 32.25 | 12.9 | 231.11
2027-01-13 06:00 | 200.96 | 34.6 | 13.84 | 249.4
2027-01-13 07:00 | 226.38 | 38.95 | 15.58 | 280.91
2027-01-13 08:00 | 230.07 | 40.45 | 16.18 | 286.7
2027-01-13 09:00 | 221.14 | 40 | 16 | 277.14
2027-01-13 10:00 | 217.79 | 38.85 | 15.54 | 272.18
2027-01-13 11:00 | 205.1 | 36.85 | 14.74 | 256.69
2027-01-13 12:00 | 195.58 | 34.5 | 13.8 | 243.88
2027-01-13 13:00 | 183.44 | 31.55 | 12.62 | 227.61
2027-01-13 14:00 | 178.43 | 30.8 | 12.32 | 221.55
2027-01-13 15:00 | 180.66 | 30.5 | 12.2 | 223.36
2027-01-13 16:00 | 181.33 | 30.65 | 12.26 | 224.24
2027-01-13 17:00 | 183.22 | 31.15 | 12.46 | 226.83
2027-01-13 18:00 | 178.84 | 31.4 | 12.56 | 222.8
2027-01-13 19:00 | 180 | 31.2 | 12.48 | 223.68
2027-01-13 20:00 | 176.8 | 30.55 | 12.22 | 219.57
2027-01-13 21:00 | 172.02 | 29.9 | 11.96 | 213.88
2027-01-13 22:00 | 168.27 | 29.5 | 11.8 | 209.57
2027-01-13 23:00 | 164.89 | 28.85 | 11.54 | 205.28
2027-01-14 | 162.88 | 28.8 | 11.52 | 203.2
2027-01-14 01:00 | 164.09 | 28.65 | 11.46 | 204.2
2027-01-14 02:00 | 165.98 | 29.5 | 11.8 | 207.28
2027-01-14 03:00 | 169.4 | 29.85 | 11.94 | 211.19
2027-01-14 04:00 | 171.25 | 30.6 | 12.24 | 214.09
2027-01-14 05:00 | 175.6 | 31.1 | 12.44 | 219.14
2027-01-14 06:00 | 183.24 | 31.75 | 12.7 | 227.69
2027-01-14 07:00 | 190.76 | 33.05 | 13.22 | 237.03
2027-01-14 08:00 | 198.87 | 34.05 | 13.62 | 246.54
2027-01-14 09:00 | 206.51 | 36.35 | 14.54 | 257.4
2027-01-14 10:00 | 210.43 | 37.25 | 14.9 | 262.58
2027-01-14 11:00 | 204.68 | 36.65 | 14.66 | 255.99
2027-01-14 12:00 | 201.19 | 34.2 | 13.68 | 249.07
2027-01-14 13:00 | 185.99 | 31.55 | 12.62 | 230.16
2027-01-14 14:00 | 186.46 | 29.6 | 11.84 | 227.9
2027-01-14 15:00 | 182.77 | 30.7 | 12.28 | 225.75
2027-01-14 16:00 | 183.9 | 31.25 | 12.5 | 227.65
2027-01-14 17:00 | 190.03 | 32.45 | 12.98 | 235.46
2027-01-14 18:00 | 194.47 | 33.25 | 13.3 | 241.02
2027-01-14 19:00 | 193.43 | 33.3 | 13.32 | 240.05
2027-01-14 20:00 | 192.23 | 33.05 | 13.22 | 238.5
2027-01-14 21:00 | 186.92 | 32.45 | 12.98 | 232.35
2027-01-14 22:00 | 183.37 | 31.85 | 12.74 | 227.96
2027-01-14 23:00 | 183.5 | 31.6 | 12.64 | 227.74
2027-01-15 | 182.24 | 31.6 | 12.64 | 226.48
2027-01-15 01:00 | 181.51 | 31.95 | 12.78 | 226.24
2027-01-15 02:00 | 181.62 | 32.15 | 12.86 | 226.63
2027-01-15 03:00 | 185.28 | 32.5 | 13 | 230.78
2027-01-15 04:00 | 186.04 | 32.45 | 12.98 | 231.47
2027-01-15 05:00 | 186.3 | 32.55 | 13.02 | 231.87
2027-01-15 06:00 | 194.28 | 33.35 | 13.34 | 240.97
2027-01-15 07:00 | 200.76 | 34.85 | 13.94 | 249.55
2027-01-15 08:00 | 208.53 | 36.15 | 14.46 | 259.14
2027-01-15 09:00 | 218.73 | 38.45 | 15.38 | 272.56
2027-01-15 10:00 | 222.84 | 39.7 | 15.88 | 278.42
2027-01-15 11:00 | 207.34 | 38.4 | 15.36 | 261.1
2027-01-15 12:00 | 194.66 | 35.15 | 14.06 | 243.87
2027-01-15 13:00 | 184.81 | 32.2 | 12.88 | 229.89
2027-01-15 14:00 | 178.62 | 30 | 12 | 220.62
2027-01-15 15:00 | 174.31 | 29.3 | 11.72 | 215.33
2027-01-15 16:00 | 177.22 | 29.45 | 11.78 | 218.45
2027-01-15 17:00 | 189.31 | 32.05 | 12.82 | 234.18
2027-01-15 18:00 | 199.53 | 33.8 | 13.52 | 246.85
2027-01-15 19:00 | 209.18 | 34.95 | 13.98 | 258.11
2027-01-15 20:00 | 213.66 | 35.55 | 14.22 | 263.43
2027-01-15 21:00 | 204.8 | 35.05 | 14.02 | 253.87
2027-01-15 22:00 | 204.72 | 35.6 | 14.24 | 254.56
2027-01-15 23:00 | 201.18 | 35.25 | 14.1 | 250.53
2027-01-16 | 200.53 | 35.5 | 14.2 | 250.23
2027-01-16 01:00 | 204.16 | 36.25 | 14.5 | 254.91
2027-01-16 02:00 | 208.46 | 36.85 | 14.74 | 260.05
2027-01-16 03:00 | 215 | 37.55 | 15.02 | 267.57
2027-01-16 04:00 | 220.38 | 38.75 | 15.5 | 274.63
2027-01-16 05:00 | 230.75 | 37.75 | 15.1 | 283.6
2027-01-16 06:00 | 236.79 | 37.55 | 15.02 | 289.36
2027-01-16 07:00 | 252.9 | 37.8 | 15.12 | 305.82
2027-01-16 08:00 | 257.68 | 40.5 | 16.2 | 314.38
2027-01-16 09:00 | 252.17 | 41.65 | 16.66 | 310.48
2027-01-16 10:00 | 245.93 | 41.9 | 16.76 | 304.59
2027-01-16 11:00 | 233.06 | 38.55 | 15.42 | 287.03
2027-01-16 12:00 | 226.64 | 41.1 | 16.44 | 284.18
2027-01-16 13:00 | 217.26 | 38.65 | 15.46 | 271.37
2027-01-16 14:00 | 207.91 | 33.95 | 13.58 | 255.44
2027-01-16 15:00 | 202.92 | 34.05 | 13.62 | 250.59
2027-01-16 16:00 | 202.28 | 33.8 | 13.52 | 249.6
2027-01-16 17:00 | 207.8 | 34.75 | 13.9 | 256.45
2027-01-16 18:00 | 212.92 | 36.25 | 14.5 | 263.67
2027-01-16 19:00 | 212.03 | 37.8 | 15.12 | 264.95
2027-01-16 20:00 | 212.91 | 37.75 | 15.1 | 265.76
2027-01-16 21:00 | 209.72 | 37.15 | 14.86 | 261.73
2027-01-16 22:00 | 206 | 36.35 | 14.54 | 256.89
2027-01-16 23:00 | 203.79 | 35.65 | 14.26 | 253.7
2027-01-17 | 201.94 | 35.8 | 14.32 | 252.06
2027-01-17 01:00 | 204.6 | 36.4 | 14.56 | 255.56
2027-01-17 02:00 | 209.66 | 37.45 | 14.98 | 262.09
2027-01-17 03:00 | 213.44 | 37.9 | 15.16 | 266.5
2027-01-17 04:00 | 220.9 | 39.1 | 15.64 | 275.64
2027-01-17 05:00 | 230.94 | 39.9 | 15.96 | 286.8
2027-01-17 06:00 | 223.34 | 41.6 | 16.64 | 281.58
2027-01-17 07:00 | 246.95 | 40.5 | 16.2 | 303.65
2027-01-17 08:00 | 243.32 | 40.15 | 16.06 | 299.53
2027-01-17 09:00 | 242.53 | 41.25 | 16.5 | 300.28
2027-01-17 10:00 | 245.15 | 38.3 | 15.32 | 298.77
2027-01-17 11:00 | 231.68 | 36.15 | 14.46 | 282.29
2027-01-17 12:00 | 229.84 | 36.65 | 14.66 | 281.15
2027-01-17 13:00 | 228.89 | 39.35 | 15.74 | 283.98
2027-01-17 14:00 | 224.64 | 38.05 | 15.22 | 277.91
2027-01-17 15:00 | 219.28 | 36.4 | 14.56 | 270.24
2027-01-17 16:00 | 208.7 | 36.25 | 14.5 | 259.45
2027-01-17 17:00 | 206.12 | 36.05 | 14.42 | 256.59
2027-01-17 18:00 | 206.68 | 36.2 | 14.48 | 257.36
2027-01-17 19:00 | 204.08 | 36.75 | 14.7 | 255.53
2027-01-17 20:00 | 199.02 | 35.95 | 14.38 | 249.35
2027-01-17 21:00 | 191.87 | 34.1 | 13.64 | 239.61
2027-01-17 22:00 | 186.72 | 32.95 | 13.18 | 232.85
2027-01-17 23:00 | 182.74 | 32.05 | 12.82 | 227.61
2027-01-18 | 178.75 | 31.25 | 12.5 | 222.5
2027-01-18 01:00 | 179.78 | 30.95 | 12.38 | 223.11
2027-01-18 02:00 | 180.84 | 31.25 | 12.5 | 224.59
2027-01-18 03:00 | 183.71 | 31.8 | 12.72 | 228.23
2027-01-18 04:00 | 189.47 | 32.3 | 12.92 | 234.69
2027-01-18 05:00 | 194.96 | 33.2 | 13.28 | 241.44
2027-01-18 06:00 | 208.21 | 35.1 | 14.04 | 257.35
2027-01-18 07:00 | 231.15 | 39.2 | 15.68 | 286.03
2027-01-18 08:00 | 232.85 | 40.45 | 16.18 | 289.48
2027-01-18 09:00 | 220.62 | 38.9 | 15.56 | 275.08
2027-01-18 10:00 | 217.13 | 37.7 | 15.08 | 269.91
2027-01-18 11:00 | 207.63 | 35.85 | 14.34 | 257.82
2027-01-18 12:00 | 205.38 | 35.05 | 14.02 | 254.45
2027-01-18 13:00 | 202.08 | 34.3 | 13.72 | 250.1
2027-01-18 14:00 | 201.17 | 34.2 | 13.68 | 249.05
2027-01-18 15:00 | 203.32 | 33.9 | 13.56 | 250.78
2027-01-18 16:00 | 197.32 | 33.45 | 13.38 | 244.15
2027-01-18 17:00 | 195.6 | 32.65 | 13.06 | 241.31
2027-01-18 18:00 | 192.22 | 33.7 | 13.48 | 239.4
2027-01-18 19:00 | 189.32 | 32.4 | 12.96 | 234.68
2027-01-18 20:00 | 183.6 | 30.95 | 12.38 | 226.93
2027-01-18 21:00 | 176.96 | 30.35 | 12.14 | 219.45
2027-01-18 22:00 | 171.98 | 29.1 | 11.64 | 212.72
2027-01-18 23:00 | 167.56 | 28.65 | 11.46 | 207.67
2027-01-19 | 162.41 | 27.6 | 11.04 | 201.05
2027-01-19 01:00 | 162.45 | 27.45 | 10.98 | 200.88
2027-01-19 02:00 | 163.46 | 27.55 | 11.02 | 202.03
2027-01-19 03:00 | 166.15 | 27.9 | 11.16 | 205.21
2027-01-19 04:00 | 171.5 | 28.55 | 11.42 | 211.47
2027-01-19 05:00 | 178.05 | 29.5 | 11.8 | 219.35
2027-01-19 06:00 | 188.16 | 31.5 | 12.6 | 232.26
2027-01-19 07:00 | 207.71 | 35.4 | 14.16 | 257.27
2027-01-19 08:00 | 209.32 | 36.35 | 14.54 | 260.21
2027-01-19 09:00 | 201.26 | 34.95 | 13.98 | 250.19
2027-01-19 10:00 | 199 | 33.75 | 13.5 | 246.25
2027-01-19 11:00 | 194.46 | 32.95 | 13.18 | 240.59
2027-01-19 12:00 | 192.93 | 31.8 | 12.72 | 237.45
2027-01-19 13:00 | 189.78 | 31.2 | 12.48 | 233.46
2027-01-19 14:00 | 187.15 | 30.9 | 12.36 | 230.41
2027-01-19 15:00 | 185.67 | 30.8 | 12.32 | 228.79
2027-01-19 16:00 | 181.95 | 30.35 | 12.14 | 224.44
2027-01-19 17:00 | 180.89 | 30.2 | 12.08 | 223.17
2027-01-19 18:00 | 178.44 | 30.4 | 12.16 | 221
2027-01-19 19:00 | 175.41 | 30.15 | 12.06 | 217.62
2027-01-19 20:00 | 171.68 | 29.4 | 11.76 | 212.84
2027-01-19 21:00 | 165.13 | 27.9 | 11.16 | 204.19
2027-01-19 22:00 | 160.21 | 27.35 | 10.94 | 198.5
2027-01-19 23:00 | 156.27 | 26.4 | 10.56 | 193.23
2027-01-20 | 152.67 | 25.55 | 10.22 | 188.44
2027-01-20 01:00 | 151.98 | 25.2 | 10.08 | 187.26
2027-01-20 02:00 | 153.46 | 25.7 | 10.28 | 189.44
2027-01-20 03:00 | 155.67 | 26.4 | 10.56 | 192.63
2027-01-20 04:00 | 161.54 | 26.65 | 10.66 | 198.85
2027-01-20 05:00 | 166.97 | 27.85 | 11.14 | 205.96
2027-01-20 06:00 | 177.64 | 30.1 | 12.04 | 219.78
2027-01-20 07:00 | 198.34 | 33.8 | 13.52 | 245.66
2027-01-20 08:00 | 202.5 | 34.75 | 13.9 | 251.15
2027-01-20 09:00 | 191.9 | 33.8 | 13.52 | 239.22
2027-01-20 10:00 | 187.79 | 32.85 | 13.14 | 233.78
2027-01-20 11:00 | 186.21 | 32.05 | 12.82 | 231.08
2027-01-20 12:00 | 184.06 | 36 | 14.4 | 234.46
2027-01-20 13:00 | 182.41 | 34.7 | 13.88 | 230.99
2027-01-20 14:00 | 181.32 | 32.5 | 13 | 226.82
2027-01-20 15:00 | 178.9 | 29.1 | 11.64 | 219.64
2027-01-20 16:00 | 176.12 | 28.95 | 11.58 | 216.65
2027-01-20 17:00 | 175.74 | 28.9 | 11.56 | 216.2
2027-01-20 18:00 | 172.77 | 28.45 | 11.38 | 212.6
2027-01-20 19:00 | 166.15 | 28.05 | 11.22 | 205.42
2027-01-20 20:00 | 161.48 | 27.43 | 10.97 | 199.88
2027-01-20 21:00 | 155.55 | 26.82 | 10.73 | 193.1
2027-01-20 22:00 | 152.33 | 26.2 | 10.48 | 189.01
2027-01-20 23:00 | 149.02 | 25.85 | 10.34 | 185.21
2027-01-21 | 146.78 | 25.05 | 10.02 | 181.85
2027-01-21 01:00 | 144.95 | 24.95 | 9.98 | 179.88
2027-01-21 02:00 | 145.37 | 24.85 | 9.94 | 180.16
2027-01-21 03:00 | 145.32 | 25.25 | 10.1 | 180.67
2027-01-21 04:00 | 148.78 | 26.05 | 10.42 | 185.25
2027-01-21 05:00 | 152.95 | 26.75 | 10.7 | 190.4
2027-01-21 06:00 | 157.88 | 28.05 | 11.22 | 197.15
2027-01-21 07:00 | 163.31 | 29.55 | 11.82 | 204.68
2027-01-21 08:00 | 168.26 | 30.75 | 12.3 | 211.31
2027-01-21 09:00 | 174.56 | 31.7 | 12.68 | 218.94
2027-01-21 10:00 | 177.5 | 32.45 | 12.98 | 222.93
2027-01-21 11:00 | 172.71 | 31.65 | 12.66 | 217.02
2027-01-21 12:00 | 167.03 | 30.25 | 12.1 | 209.38
2027-01-21 13:00 | 164.1 | 29.35 | 11.74 | 205.19
2027-01-21 14:00 | 160.52 | 28.6 | 11.44 | 200.56
2027-01-21 15:00 | 158.1 | 27.8 | 11.12 | 197.02
2027-01-21 16:00 | 158.74 | 27.65 | 11.06 | 197.45
2027-01-21 17:00 | 161.61 | 27.75 | 11.1 | 200.46
2027-01-21 18:00 | 163.19 | 27.65 | 11.06 | 201.9
2027-01-21 19:00 | 160.07 | 27.6 | 11.04 | 198.71
2027-01-21 20:00 | 156.89 | 27.25 | 10.9 | 195.04
2027-01-21 21:00 | 151.86 | 26.55 | 10.62 | 189.03
2027-01-21 22:00 | 149.67 | 26.15 | 10.46 | 186.28
2027-01-21 23:00 | 147.31 | 25.7 | 10.28 | 183.29
2027-01-22 | 145.07 | 25.15 | 10.06 | 180.28
2027-01-22 01:00 | 144.64 | 25.25 | 10.1 | 179.99
2027-01-22 02:00 | 143.76 | 25.35 | 10.14 | 179.25
2027-01-22 03:00 | 145.03 | 25.55 | 10.22 | 180.8
2027-01-22 04:00 | 146.37 | 26.05 | 10.42 | 182.84
2027-01-22 05:00 | 148.16 | 26.4 | 10.56 | 185.12
2027-01-22 06:00 | 152.28 | 26.9 | 10.76 | 189.94
2027-01-22 07:00 | 157.91 | 27.4 | 10.96 | 196.27
2027-01-22 08:00 | 163.72 | 28.25 | 11.3 | 203.27
2027-01-22 09:00 | 171.57 | 29.8 | 11.92 | 213.29
2027-01-22 10:00 | 176.63 | 31.1 | 12.44 | 220.17
2027-01-22 11:00 | 178.29 | 31.3 | 12.52 | 222.11
2027-01-22 12:00 | 178.64 | 31.4 | 12.56 | 222.6
2027-01-22 13:00 | 175.74 | 30.6 | 12.24 | 218.58
2027-01-22 14:00 | 174.87 | 30.1 | 12.04 | 217.01
2027-01-22 15:00 | 173.84 | 29.7 | 11.88 | 215.42
2027-01-22 16:00 | 173.65 | 29.5 | 11.8 | 214.95
2027-01-22 17:00 | 172.65 | 29.45 | 11.78 | 213.88
2027-01-22 18:00 | 175.09 | 29.6 | 11.84 | 216.53
2027-01-22 19:00 | 178.51 | 30.2 | 12.08 | 220.79
2027-01-22 20:00 | 176.27 | 30.4 | 12.16 | 218.83
2027-01-22 21:00 | 169.7 | 29.7 | 11.88 | 211.28
2027-01-22 22:00 | 168.7 | 29.25 | 11.7 | 209.65
2027-01-22 23:00 | 164.34 | 28.75 | 11.5 | 204.59
2027-01-23 | 162.04 | 28 | 11.2 | 201.24
2027-01-23 01:00 | 162.72 | 28 | 11.2 | 201.92
2027-01-23 02:00 | 164.06 | 28.95 | 11.58 | 204.59
2027-01-23 03:00 | 166.94 | 29.3 | 11.72 | 207.96
2027-01-23 04:00 | 172.78 | 29.95 | 11.98 | 214.71
2027-01-23 05:00 | 180.27 | 30.85 | 12.34 | 223.46
2027-01-23 06:00 | 194.28 | 32.4 | 12.96 | 239.64
2027-01-23 07:00 | 219.23 | 36.1 | 14.44 | 269.77
2027-01-23 08:00 | 221.88 | 37.6 | 15.04 | 274.52
2027-01-23 09:00 | 216.73 | 37.55 | 15.02 | 269.3
2027-01-23 10:00 | 207.56 | 34.05 | 13.62 | 255.23
2027-01-23 11:00 | 199.01 | 33.05 | 13.22 | 245.28
2027-01-23 12:00 | 194.34 | 31.25 | 12.5 | 238.09
2027-01-23 13:00 | 191.66 | 31.5 | 12.6 | 235.76
2027-01-23 14:00 | 178.95 | 30.95 | 12.38 | 222.28
2027-01-23 15:00 | 168.98 | 28.9 | 11.56 | 209.44
2027-01-23 16:00 | 170.2 | 28.8 | 11.52 | 210.52
2027-01-23 17:00 | 174.25 | 28.65 | 11.46 | 214.36
2027-01-23 18:00 | 176.94 | 30.1 | 12.04 | 219.08
2027-01-23 19:00 | 177.86 | 31 | 12.4 | 221.26
2027-01-23 20:00 | 176.28 | 31.15 | 12.46 | 219.89
2027-01-23 21:00 | 170.39 | 29.8 | 11.92 | 212.11
2027-01-23 22:00 | 169.77 | 29.7 | 11.88 | 211.35
2027-01-23 23:00 | 166.97 | 29.5 | 11.8 | 208.27
2027-01-24 | 162.36 | 28.6 | 11.44 | 202.4
2027-01-24 01:00 | 166.46 | 29.55 | 11.82 | 207.83
2027-01-24 02:00 | 173.44 | 30.55 | 12.22 | 216.21
2027-01-24 03:00 | 179.07 | 31.6 | 12.64 | 223.31
2027-01-24 04:00 | 185.45 | 32.3 | 12.92 | 230.67
2027-01-24 05:00 | 182.58 | 34.1 | 13.64 | 230.32
2027-01-24 06:00 | 189.31 | 35.85 | 14.34 | 239.5
2027-01-24 07:00 | 204.35 | 39.85 | 15.94 | 260.14
2027-01-24 08:00 | 206.29 | 41.05 | 16.42 | 263.76
2027-01-24 09:00 | 200.07 | 38.8 | 15.52 | 254.39
2027-01-24 10:00 | 205.14 | 37 | 14.8 | 256.94
2027-01-24 11:00 | 199.83 | 35.65 | 14.26 | 249.74
2027-01-24 12:00 | 194.74 | 34.1 | 13.64 | 242.48
2027-01-24 13:00 | 189.11 | 33.3 | 13.32 | 235.73
2027-01-24 14:00 | 182.33 | 31.35 | 12.54 | 226.22
2027-01-24 15:00 | 181.2 | 29.55 | 11.82 | 222.57
2027-01-24 16:00 | 180.37 | 29.9 | 11.96 | 222.23
2027-01-24 17:00 | 181.68 | 29.9 | 11.96 | 223.54
2027-01-24 18:00 | 179.71 | 30.85 | 12.34 | 222.9
2027-01-24 19:00 | 178.73 | 30.7 | 12.28 | 221.71
2027-01-24 20:00 | 173.67 | 30 | 12 | 215.67
2027-01-24 21:00 | 168.54 | 29.15 | 11.66 | 209.35
2027-01-24 22:00 | 168.21 | 28.65 | 11.46 | 208.32
2027-01-24 23:00 | 165.61 | 28.4 | 11.36 | 205.37
2027-01-25 | 162.51 | 27.75 | 11.1 | 201.36
2027-01-25 01:00 | 163.19 | 27.95 | 11.18 | 202.32
2027-01-25 02:00 | 166.63 | 28.9 | 11.56 | 207.09
2027-01-25 03:00 | 169.96 | 29.25 | 11.7 | 210.91
2027-01-25 04:00 | 173.9 | 29.8 | 11.92 | 215.62
2027-01-25 05:00 | 181.24 | 30.95 | 12.38 | 224.57
2027-01-25 06:00 | 198.28 | 33.25 | 13.3 | 244.83
2027-01-25 07:00 | 221.12 | 37.5 | 15 | 273.62
2027-01-25 08:00 | 223.92 | 38.85 | 15.54 | 278.31
2027-01-25 09:00 | 214.73 | 37.5 | 15 | 267.23
2027-01-25 10:00 | 210.15 | 36.15 | 14.46 | 260.76
2027-01-25 11:00 | 200.47 | 34.8 | 13.92 | 249.19
2027-01-25 12:00 | 206.22 | 34.15 | 13.66 | 254.03
2027-01-25 13:00 | 203.88 | 34.05 | 13.62 | 251.55
2027-01-25 14:00 | 201.14 | 32.35 | 12.94 | 246.43
2027-01-25 15:00 | 199.09 | 33.75 | 13.5 | 246.34
2027-01-25 16:00 | 193.03 | 33.3 | 13.32 | 239.65
2027-01-25 17:00 | 192.91 | 33 | 13.2 | 239.11
2027-01-25 18:00 | 192.62 | 32.9 | 13.16 | 238.68
2027-01-25 19:00 | 190.11 | 32.75 | 13.1 | 235.96
2027-01-25 20:00 | 187.17 | 31.85 | 12.74 | 231.76
2027-01-25 21:00 | 178.83 | 31.05 | 12.42 | 222.3
2027-01-25 22:00 | 176.76 | 30.25 | 12.1 | 219.11
2027-01-25 23:00 | 175.14 | 29.8 | 11.92 | 216.86
2027-01-26 | 172.36 | 29.45 | 11.78 | 213.59
2027-01-26 01:00 | 172.82 | 29.55 | 11.82 | 214.19
2027-01-26 02:00 | 177.49 | 30.3 | 12.12 | 219.91
2027-01-26 03:00 | 182.69 | 30.7 | 12.28 | 225.67
2027-01-26 04:00 | 191.79 | 31.75 | 12.7 | 236.24
2027-01-26 05:00 | 200.73 | 33.5 | 13.4 | 247.63
2027-01-26 06:00 | 204.46 | 35.8 | 14.32 | 254.58
2027-01-26 07:00 | 230.54 | 40.25 | 16.1 | 286.89
2027-01-26 08:00 | 237.57 | 42.5 | 17 | 297.07
2027-01-26 09:00 | 231.44 | 41.3 | 16.52 | 289.26
2027-01-26 10:00 | 227.84 | 40.25 | 16.1 | 284.19
2027-01-26 11:00 | 228.51 | 39.35 | 15.74 | 283.6
2027-01-26 12:00 | 229.5 | 38 | 15.2 | 282.7
2027-01-26 13:00 | 209.68 | 34.7 | 13.88 | 258.26
2027-01-26 14:00 | 201.01 | 31.55 | 12.62 | 245.18
2027-01-26 15:00 | 205.62 | 30.85 | 12.34 | 248.81
2027-01-26 16:00 | 202.93 | 31.75 | 12.7 | 247.38
2027-01-26 17:00 | 199.63 | 32.55 | 13.02 | 245.2
2027-01-26 18:00 | 200.21 | 33.4 | 13.36 | 246.97
2027-01-26 19:00 | 198.73 | 33.6 | 13.44 | 245.77
2027-01-26 20:00 | 199.44 | 33.35 | 13.34 | 246.13
2027-01-26 21:00 | 195.27 | 32.25 | 12.9 | 240.42
2027-01-26 22:00 | 191.81 | 31.8 | 12.72 | 236.33
2027-01-26 23:00 | 188.53 | 31.25 | 12.5 | 232.28
2027-01-27 | 183.85 | 30.55 | 12.22 | 226.62
2027-01-27 01:00 | 185.97 | 30.6 | 12.24 | 228.81
2027-01-27 02:00 | 189.22 | 31.55 | 12.62 | 233.39
2027-01-27 03:00 | 192.59 | 32.3 | 12.92 | 237.81
2027-01-27 04:00 | 200 | 33.05 | 13.22 | 246.27
2027-01-27 05:00 | 206.65 | 34.65 | 13.86 | 255.16
2027-01-27 06:00 | 207.7 | 36.6 | 14.64 | 258.94
2027-01-27 07:00 | 228.69 | 40.6 | 16.24 | 285.53
2027-01-27 08:00 | 231.57 | 42.15 | 16.86 | 290.58
2027-01-27 09:00 | 226.55 | 41.75 | 16.7 | 285
2027-01-27 10:00 | 224.38 | 40.8 | 16.32 | 281.5
2027-01-27 11:00 | 225.77 | 38.05 | 15.22 | 279.04
2027-01-27 12:00 | 211.26 | 34.95 | 13.98 | 260.19
2027-01-27 13:00 | 203.42 | 32.9 | 13.16 | 249.48
2027-01-27 14:00 | 201.54 | 31.7 | 12.68 | 245.92
2027-01-27 15:00 | 201.28 | 32.5 | 13 | 246.78
2027-01-27 16:00 | 193.66 | 32 | 12.8 | 238.46
2027-01-27 17:00 | 196.9 | 31.95 | 12.78 | 241.63
2027-01-27 18:00 | 198.79 | 32.85 | 13.14 | 244.78
2027-01-27 19:00 | 196.03 | 33.6 | 13.44 | 243.07
2027-01-27 20:00 | 195.1 | 33.1 | 13.24 | 241.44
2027-01-27 21:00 | 188.7 | 32.45 | 12.98 | 234.13
2027-01-27 22:00 | 188.7 | 31.8 | 12.72 | 233.22
2027-01-27 23:00 | 187.94 | 31.6 | 12.64 | 232.18
2027-01-28 | 187.51 | 31.35 | 12.54 | 231.4
2027-01-28 01:00 | 188.12 | 31.6 | 12.64 | 232.36
2027-01-28 02:00 | 185.85 | 32.1 | 12.84 | 230.79
2027-01-28 03:00 | 186.85 | 32.7 | 13.08 | 232.63
2027-01-28 04:00 | 190.45 | 33.05 | 13.22 | 236.72
2027-01-28 05:00 | 192.78 | 33.35 | 13.34 | 239.47
2027-01-28 06:00 | 197.21 | 33.95 | 13.58 | 244.74
2027-01-28 07:00 | 204.08 | 34.9 | 13.96 | 252.94
2027-01-28 08:00 | 210.12 | 35.8 | 14.32 | 260.24
2027-01-28 09:00 | 216.84 | 37.65 | 15.06 | 269.55
2027-01-28 10:00 | 217.6 | 38 | 15.2 | 270.8
2027-01-28 11:00 | 202.35 | 35.65 | 14.26 | 252.26
2027-01-28 12:00 | 185.5 | 32.05 | 12.82 | 230.37
2027-01-28 13:00 | 176.11 | 29.85 | 11.94 | 217.9
2027-01-28 14:00 | 174.25 | 29.4 | 11.76 | 215.41
2027-01-28 15:00 | 163.09 | 28.25 | 11.3 | 202.64
2027-01-28 16:00 | 167.59 | 27.55 | 11.02 | 206.16
2027-01-28 17:00 | 177.49 | 29.55 | 11.82 | 218.86
2027-01-28 18:00 | 184.06 | 30.65 | 12.26 | 226.97
2027-01-28 19:00 | 186.29 | 31 | 12.4 | 229.69
2027-01-28 20:00 | 184.96 | 31.05 | 12.42 | 228.43
2027-01-28 21:00 | 181.79 | 30.9 | 12.36 | 225.05
2027-01-28 22:00 | 180.95 | 30.45 | 12.18 | 223.58
2027-01-28 23:00 | 179.2 | 30.1 | 12.04 | 221.34
2027-01-29 | 176.64 | 30.15 | 12.06 | 218.85
2027-01-29 01:00 | 176.56 | 30.25 | 12.1 | 218.91
2027-01-29 02:00 | 177.41 | 30.3 | 12.12 | 219.83
2027-01-29 03:00 | 177.84 | 30.7 | 12.28 | 220.82
2027-01-29 04:00 | 178.31 | 30.9 | 12.36 | 221.57
2027-01-29 05:00 | 176.82 | 30.95 | 12.38 | 220.15
2027-01-29 06:00 | 177.16 | 31.2 | 12.48 | 220.84
2027-01-29 07:00 | 180.86 | 31.8 | 12.72 | 225.38
2027-01-29 08:00 | 186.47 | 31.8 | 12.72 | 230.99
2027-01-29 09:00 | 192.22 | 33.2 | 13.28 | 238.7
2027-01-29 10:00 | 196.67 | 34.5 | 13.8 | 244.97
2027-01-29 11:00 | 195.11 | 33.4 | 13.36 | 241.87
2027-01-29 12:00 | 191.16 | 32.4 | 12.96 | 236.52
2027-01-29 13:00 | 188.99 | 31.85 | 12.74 | 233.58
2027-01-29 14:00 | 191.99 | 31.65 | 12.66 | 236.3
2027-01-29 15:00 | 187.16 | 31.45 | 12.58 | 231.19
2027-01-29 16:00 | 182 | 30.95 | 12.38 | 225.33
2027-01-29 17:00 | 178.71 | 30.8 | 12.32 | 221.83
2027-01-29 18:00 | 183.96 | 31.15 | 12.46 | 227.57
2027-01-29 19:00 | 184.44 | 31.35 | 12.54 | 228.33
2027-01-29 20:00 | 181.05 | 31 | 12.4 | 224.45
2027-01-29 21:00 | 172.28 | 30.25 | 12.1 | 214.63
2027-01-29 22:00 | 171.76 | 29.1 | 11.64 | 212.5
2027-01-29 23:00 | 170.45 | 28.45 | 11.38 | 210.28
2027-01-30 | 167.06 | 28.05 | 11.22 | 206.33
2027-01-30 01:00 | 170.17 | 28 | 11.2 | 209.37
2027-01-30 02:00 | 174.99 | 28.85 | 11.54 | 215.38
2027-01-30 03:00 | 177.94 | 29.7 | 11.88 | 219.52
2027-01-30 04:00 | 183.21 | 30.95 | 12.38 | 226.54
2027-01-30 05:00 | 189.92 | 31.8 | 12.72 | 234.44
2027-01-30 06:00 | 202.58 | 33.3 | 13.32 | 249.2
2027-01-30 07:00 | 225.87 | 37.15 | 14.86 | 277.88
2027-01-30 08:00 | 225.26 | 39.1 | 15.64 | 280
2027-01-30 09:00 | 213.41 | 37.75 | 15.1 | 266.26
2027-01-30 10:00 | 211.07 | 36.05 | 14.42 | 261.54
2027-01-30 11:00 | 208.87 | 34.2 | 13.68 | 256.75
2027-01-30 12:00 | 202.71 | 33.76 | 13.5 | 249.97
2027-01-30 13:00 | 197.62 | 33.33 | 13.33 | 244.28
2027-01-30 14:00 | 196.28 | 32.89 | 13.16 | 242.32
2027-01-30 15:00 | 190.82 | 32.45 | 12.98 | 236.25
2027-01-30 16:00 | 185.05 | 32 | 12.8 | 229.85
2027-01-30 17:00 | 182.05 | 31.1 | 12.44 | 225.59
2027-01-30 18:00 | 183.14 | 31.15 | 12.46 | 226.75
2027-01-30 19:00 | 182 | 31.5 | 12.6 | 226.1
2027-01-30 20:00 | 178.77 | 31.05 | 12.42 | 222.24
2027-01-30 21:00 | 171.76 | 29.6 | 11.84 | 213.2
2027-01-30 22:00 | 171.84 | 28.9 | 11.56 | 212.3
2027-01-30 23:00 | 170.62 | 28.65 | 11.46 | 210.73
2027-01-31 | 165.79 | 27.9 | 11.16 | 204.85
2027-01-31 01:00 | 165.67 | 28.1 | 11.24 | 205.01
2027-01-31 02:00 | 168.94 | 28.35 | 11.34 | 208.63
2027-01-31 03:00 | 176.4 | 29.15 | 11.66 | 217.21
2027-01-31 04:00 | 181.82 | 29.95 | 11.98 | 223.75
2027-01-31 05:00 | 187.39 | 31.4 | 12.56 | 231.35
2027-01-31 06:00 | 201.6 | 33.55 | 13.42 | 248.57
2027-01-31 07:00 | 226.23 | 37.75 | 15.1 | 279.08
2027-01-31 08:00 | 228.9 | 39.35 | 15.74 | 283.99
2027-01-31 09:00 | 222.3 | 38.3 | 15.32 | 275.92
2027-01-31 10:00 | 217.75 | 36.85 | 14.74 | 269.34
2027-01-31 11:00 | 214.1 | 36.05 | 14.42 | 264.57
2027-01-31 12:00 | 209.62 | 35.2 | 14.08 | 258.9
2027-01-31 13:00 | 203.98 | 34.55 | 13.82 | 252.35
2027-01-31 14:00 | 201.59 | 33.85 | 13.54 | 248.98
2027-01-31 15:00 | 198.58 | 33.15 | 13.26 | 244.99
2027-01-31 16:00 | 192.33 | 32.55 | 13.02 | 237.9
2027-01-31 17:00 | 188.48 | 31.7 | 12.68 | 232.86
2027-01-31 18:00 | 186.35 | 32.1 | 12.84 | 231.29
2027-01-31 19:00 | 184.56 | 32.1 | 12.84 | 229.5
2027-01-31 20:00 | 181.33 | 31.7 | 12.68 | 225.71
2027-01-31 21:00 | 177 | 30.45 | 12.18 | 219.63
2027-01-31 22:00 | 175.22 | 29.6 | 11.84 | 216.66
2027-01-31 23:00 | 172.09 | 29.05 | 11.62 | 212.76
2027-02-01 | 169.59 | 28.55 | 11.42 | 209.56
2027-02-01 01:00 | 167.86 | 28.55 | 11.42 | 207.83
2027-02-01 02:00 | 170.74 | 29.2 | 11.68 | 211.62
2027-02-01 03:00 | 177.91 | 29.55 | 11.82 | 219.28
2027-02-01 04:00 | 183.42 | 30 | 12 | 225.42
2027-02-01 05:00 | 191.26 | 31.35 | 12.54 | 235.15
2027-02-01 06:00 | 203.66 | 33.4 | 13.36 | 250.42
2027-02-01 07:00 | 225.15 | 37.65 | 15.06 | 277.86
2027-02-01 08:00 | 228.23 | 39.55 | 15.82 | 283.6
2027-02-01 09:00 | 220.77 | 38.55 | 15.42 | 274.74
2027-02-01 10:00 | 219.44 | 36.8 | 14.72 | 270.96
2027-02-01 11:00 | 216.33 | 36.25 | 14.5 | 267.08
2027-02-01 12:00 | 214.32 | 35.6 | 14.24 | 264.16
2027-02-01 13:00 | 211.55 | 35.1 | 14.04 | 260.69
2027-02-01 14:00 | 209.88 | 35.2 | 14.08 | 259.16
2027-02-01 15:00 | 208.09 | 34.8 | 13.92 | 256.81
2027-02-01 16:00 | 204.07 | 34.65 | 13.86 | 252.58
2027-02-01 17:00 | 200.68 | 36.2 | 14.48 | 251.36
2027-02-01 18:00 | 202.52 | 35.25 | 14.1 | 251.87
2027-02-01 19:00 | 202.53 | 34.05 | 13.62 | 250.2
2027-02-01 20:00 | 197.5 | 33.9 | 13.56 | 244.96
2027-02-01 21:00 | 189.08 | 32.8 | 13.12 | 235
2027-02-01 22:00 | 186.1 | 31.8 | 12.72 | 230.62
2027-02-01 23:00 | 182.06 | 30.45 | 12.18 | 224.69
2027-02-02 | 177.95 | 30.1 | 12.04 | 220.09
2027-02-02 01:00 | 179.22 | 29.9 | 11.96 | 221.08
2027-02-02 02:00 | 181.11 | 30.55 | 12.22 | 223.88
2027-02-02 03:00 | 186.14 | 31.7 | 12.68 | 230.52
2027-02-02 04:00 | 193.37 | 32.25 | 12.9 | 238.52
2027-02-02 05:00 | 200.88 | 33.05 | 13.22 | 247.15
2027-02-02 06:00 | 214.11 | 34.75 | 13.9 | 262.76
2027-02-02 07:00 | 235.93 | 35.85 | 14.34 | 286.12
2027-02-02 08:00 | 244.01 | 34.65 | 13.86 | 292.52
2027-02-02 09:00 | 241.84 | 34.7 | 13.88 | 290.42
2027-02-02 10:00 | 229.06 | 33.8 | 13.52 | 276.38
2027-02-02 11:00 | 224.18 | 35.2 | 14.08 | 273.46
2027-02-02 12:00 | 219.92 | 34.3 | 13.72 | 267.94
2027-02-02 13:00 | 217.35 | 36.05 | 14.42 | 267.82
2027-02-02 14:00 | 211.88 | 35.45 | 14.18 | 261.51
2027-02-02 15:00 | 207.72 | 32.75 | 13.1 | 253.57
2027-02-02 16:00 | 201.4 | 30.25 | 12.1 | 243.75
2027-02-02 17:00 | 193.69 | 26.7 | 10.68 | 231.07
2027-02-02 18:00 | 192.14 | 26.05 | 10.42 | 228.61
2027-02-02 19:00 | 185.98 | 31.75 | 12.7 | 230.43
2027-02-02 20:00 | 181.6 | 32.3 | 12.92 | 226.82
2027-02-02 21:00 | 179.1 | 31.5 | 12.6 | 223.2
2027-02-02 22:00 | 175.32 | 30.35 | 12.14 | 217.81
2027-02-02 23:00 | 173.55 | 29.3 | 11.72 | 214.57
2027-02-03 | 172.14 | 28.6 | 11.44 | 212.18
2027-02-03 01:00 | 171.67 | 28.65 | 11.46 | 211.78
2027-02-03 02:00 | 173.63 | 29 | 11.6 | 214.23
2027-02-03 03:00 | 176.98 | 29.55 | 11.82 | 218.35
2027-02-03 04:00 | 181.79 | 30.05 | 12.02 | 223.86
2027-02-03 05:00 | 190.72 | 31.2 | 12.48 | 234.4
2027-02-03 06:00 | 202.58 | 33.4 | 13.36 | 249.34
2027-02-03 07:00 | 224.38 | 38.25 | 15.3 | 277.93
2027-02-03 08:00 | 229.12 | 40.6 | 16.24 | 285.96
2027-02-03 09:00 | 224.6 | 38.9 | 15.56 | 279.06
2027-02-03 10:00 | 218.06 | 36.6 | 14.64 | 269.3
2027-02-03 11:00 | 215.78 | 36.15 | 14.46 | 266.39
2027-02-03 12:00 | 211.29 | 35.5 | 14.2 | 260.99
2027-02-03 13:00 | 207.35 | 35.25 | 14.1 | 256.7
2027-02-03 14:00 | 204.22 | 34.4 | 13.76 | 252.38
2027-02-03 15:00 | 197.97 | 33.75 | 13.5 | 245.22
2027-02-03 16:00 | 193.74 | 33 | 13.2 | 239.94
2027-02-03 17:00 | 191.5 | 32.1 | 12.84 | 236.44
2027-02-03 18:00 | 190.62 | 31.9 | 12.76 | 235.28
2027-02-03 19:00 | 186.82 | 32 | 12.8 | 231.62
2027-02-03 20:00 | 180.13 | 30.98 | 12.39 | 223.5
2027-02-03 21:00 | 180.13 | 30.98 | 12.39 | 223.5
2027-02-03 22:00 | 174.63 | 29.8 | 11.92 | 216.35
2027-02-03 23:00 | 171.05 | 29.35 | 11.74 | 212.14
2027-02-04 | 169.6 | 29.15 | 11.66 | 210.41
2027-02-04 01:00 | 169.52 | 29.1 | 11.64 | 210.26
2027-02-04 02:00 | 168.91 | 29.3 | 11.72 | 209.93
2027-02-04 03:00 | 171.51 | 29.9 | 11.96 | 213.37
2027-02-04 04:00 | 174.01 | 30.05 | 12.02 | 216.08
2027-02-04 05:00 | 175.1 | 30.3 | 12.12 | 217.52
2027-02-04 06:00 | 179.81 | 30.7 | 12.28 | 222.79
2027-02-04 07:00 | 183.83 | 31.65 | 12.66 | 228.14
2027-02-04 08:00 | 189.64 | 32.55 | 13.02 | 235.21
2027-02-04 09:00 | 194.75 | 34 | 13.6 | 242.35
2027-02-04 10:00 | 199.44 | 34.8 | 13.92 | 248.16
2027-02-04 11:00 | 195.99 | 34.05 | 13.62 | 243.66
2027-02-04 12:00 | 190.6 | 32.7 | 13.08 | 236.38
2027-02-04 13:00 | 182.35 | 31.8 | 12.72 | 226.87
2027-02-04 14:00 | 177.18 | 30.75 | 12.3 | 220.23
2027-02-04 15:00 | 178.09 | 30.2 | 12.08 | 220.37
2027-02-04 16:00 | 179.17 | 29.55 | 11.82 | 220.54
2027-02-04 17:00 | 177.48 | 29.6 | 11.84 | 218.92
2027-02-04 18:00 | 177.07 | 29.85 | 11.94 | 218.86
2027-02-04 19:00 | 176.79 | 29.75 | 11.9 | 218.44
2027-02-04 20:00 | 176.87 | 28.75 | 11.5 | 217.12
2027-02-04 21:00 | 175.96 | 28.45 | 11.38 | 215.79
2027-02-04 22:00 | 170.5 | 28.35 | 11.34 | 210.19
2027-02-04 23:00 | 170.28 | 28.05 | 11.22 | 209.55
2027-02-05 | 169.14 | 28.05 | 11.22 | 208.41
2027-02-05 01:00 | 166.24 | 27.8 | 11.12 | 205.16
2027-02-05 02:00 | 163.82 | 27.8 | 11.12 | 202.74
2027-02-05 03:00 | 164.81 | 28.15 | 11.26 | 204.22
2027-02-05 04:00 | 165.52 | 27.85 | 11.14 | 204.51
2027-02-05 05:00 | 167.72 | 28.35 | 11.34 | 207.41
2027-02-05 06:00 | 172.33 | 28.95 | 11.58 | 212.86
2027-02-05 07:00 | 176.24 | 29.5 | 11.8 | 217.54
2027-02-05 08:00 | 183.27 | 30.65 | 12.26 | 226.18
2027-02-05 09:00 | 190.88 | 32.4 | 12.96 | 236.24
2027-02-05 10:00 | 195.9 | 33.7 | 13.48 | 243.08
2027-02-05 11:00 | 193.43 | 33.65 | 13.46 | 240.54
2027-02-05 12:00 | 192.22 | 33 | 13.2 | 238.42
2027-02-05 13:00 | 189.81 | 32.3 | 12.92 | 235.03
2027-02-05 14:00 | 187.47 | 31.75 | 12.7 | 231.92
2027-02-05 15:00 | 184.78 | 31.2 | 12.48 | 228.46
2027-02-05 16:00 | 182.46 | 30.75 | 12.3 | 225.51
2027-02-05 17:00 | 182.53 | 31.05 | 12.42 | 226
2027-02-05 18:00 | 186.16 | 31.4 | 12.56 | 230.12
2027-02-05 19:00 | 186.99 | 31.8 | 12.72 | 231.51
2027-02-05 20:00 | 185.49 | 31.5 | 12.6 | 229.59
2027-02-05 21:00 | 177.85 | 30.55 | 12.22 | 220.62
2027-02-05 22:00 | 177.83 | 29.95 | 11.98 | 219.76
2027-02-05 23:00 | 177.29 | 29.55 | 11.82 | 218.66
2027-02-06 | 176.88 | 29.3 | 11.72 | 217.9
2027-02-06 01:00 | 182.26 | 30.2 | 12.08 | 224.54
2027-02-06 02:00 | 182.53 | 31.3 | 12.52 | 226.35
2027-02-06 03:00 | 186.38 | 31.75 | 12.7 | 230.83
2027-02-06 04:00 | 193.4 | 32.85 | 13.14 | 239.39
2027-02-06 05:00 | 198.4 | 33.6 | 13.44 | 245.44
2027-02-06 06:00 | 212.79 | 35.25 | 14.1 | 262.14
2027-02-06 07:00 | 235.67 | 39 | 15.6 | 290.27
2027-02-06 08:00 | 243.04 | 40.8 | 16.32 | 300.16
2027-02-06 09:00 | 236.46 | 39.75 | 15.9 | 292.11
2027-02-06 10:00 | 227.86 | 38.2 | 15.28 | 281.34
2027-02-06 11:00 | 222.95 | 36.9 | 14.76 | 274.61
2027-02-06 12:00 | 215 | 35.65 | 14.26 | 264.91
2027-02-06 13:00 | 208.52 | 34.95 | 13.98 | 257.45
2027-02-06 14:00 | 207.66 | 33.25 | 13.3 | 254.21
2027-02-06 15:00 | 203.14 | 32.35 | 12.94 | 248.43
2027-02-06 16:00 | 200.07 | 30.95 | 12.38 | 243.4
2027-02-06 17:00 | 196.85 | 31.9 | 12.76 | 241.51
2027-02-06 18:00 | 202.07 | 32.6 | 13.04 | 247.71
2027-02-06 19:00 | 199.7 | 33.4 | 13.36 | 246.46
2027-02-06 20:00 | 195 | 32.9 | 13.16 | 241.06
2027-02-06 21:00 | 189.77 | 31.25 | 12.5 | 233.52
2027-02-06 22:00 | 188.35 | 31 | 12.4 | 231.75
2027-02-06 23:00 | 183.48 | 30.1 | 12.04 | 225.62
2027-02-07 | 181.21 | 29.75 | 11.9 | 222.86
2027-02-07 01:00 | 185.62 | 30.45 | 12.18 | 228.25
2027-02-07 02:00 | 185.87 | 31.6 | 12.64 | 230.11
2027-02-07 03:00 | 192.47 | 32.25 | 12.9 | 237.62
2027-02-07 04:00 | 201.09 | 33.05 | 13.22 | 247.36
2027-02-07 05:00 | 208.29 | 34.65 | 13.86 | 256.8
2027-02-07 06:00 | 223.71 | 36.85 | 14.74 | 275.3
2027-02-07 07:00 | 242.94 | 41.3 | 16.52 | 300.76
2027-02-07 08:00 | 233.39 | 42.5 | 17 | 292.89
2027-02-07 09:00 | 221.06 | 50.11 | 20.04 | 291.21
2027-02-07 10:00 | 233.07 | 40.36 | 16.14 | 289.57
2027-02-07 11:00 | 240.78 | 34.26 | 13.7 | 288.74
2027-02-07 12:00 | 247.38 | 26.41 | 10.56 | 284.35
2027-02-07 13:00 | 248.01 | 27.16 | 10.86 | 286.03
2027-02-07 14:00 | 247.16 | 27.61 | 11.04 | 285.81
2027-02-07 15:00 | 243.66 | 30.81 | 12.32 | 286.79
2027-02-07 16:00 | 232.61 | 40.21 | 16.08 | 288.9
2027-02-07 17:00 | 228.22 | 44.66 | 17.86 | 290.74
2027-02-07 18:00 | 229.96 | 44.06 | 17.62 | 291.64
2027-02-07 19:00 | 227.31 | 46.02 | 18.41 | 291.74
2027-02-07 20:00 | 221.3 | 46.84 | 18.74 | 286.88
2027-02-07 21:00 | 214.05 | 38.73 | 15.49 | 268.27
2027-02-07 22:00 | 210.23 | 35.56 | 14.22 | 260.01
2027-02-07 23:00 | 206.96 | 34.4 | 13.76 | 255.12
2027-02-08 | 203.3 | 33.85 | 13.54 | 250.69
2027-02-08 01:00 | 203.98 | 33.65 | 13.46 | 251.09
2027-02-08 02:00 | 205.95 | 34.7 | 13.88 | 254.53
2027-02-08 03:00 | 210.1 | 35.25 | 14.1 | 259.45
2027-02-08 04:00 | 215.22 | 35.6 | 14.24 | 265.06
2027-02-08 05:00 | 220.79 | 37.05 | 14.82 | 272.66
2027-02-08 06:00 | 233.21 | 38.9 | 15.56 | 287.67
2027-02-08 07:00 | 248.32 | 42 | 16.8 | 307.12
2027-02-08 08:00 | 255.04 | 43.1 | 17.24 | 315.38
2027-02-08 09:00 | 251.24 | 44.74 | 17.9 | 313.88
2027-02-08 10:00 | 255.38 | 42.05 | 16.82 | 314.25
2027-02-08 11:00 | 249.33 | 40.8 | 16.32 | 306.45
2027-02-08 12:00 | 242.48 | 41.5 | 16.6 | 300.58
2027-02-08 13:00 | 237 | 40.25 | 16.1 | 293.35
2027-02-08 14:00 | 231.01 | 39.15 | 15.66 | 285.82
2027-02-08 15:00 | 235.09 | 38.25 | 15.3 | 288.64
2027-02-08 16:00 | 228.64 | 38.45 | 15.38 | 282.47
2027-02-08 17:00 | 226.8 | 38 | 15.2 | 280
2027-02-08 18:00 | 226.76 | 38.45 | 15.38 | 280.59
2027-02-08 19:00 | 224.62 | 38.6 | 15.44 | 278.66
2027-02-08 20:00 | 220.7 | 38 | 15.2 | 273.9
2027-02-08 21:00 | 214.44 | 36.85 | 14.74 | 266.03
2027-02-08 22:00 | 211.22 | 35.8 | 14.32 | 261.34
2027-02-08 23:00 | 204.77 | 34.8 | 13.92 | 253.49
2027-02-09 | 201.58 | 33.85 | 13.54 | 248.97
2027-02-09 01:00 | 203.5 | 34.1 | 13.64 | 251.24
2027-02-09 02:00 | 207.35 | 35.1 | 14.04 | 256.49
2027-02-09 03:00 | 209.84 | 35.5 | 14.2 | 259.54
2027-02-09 04:00 | 215.93 | 36.1 | 14.44 | 266.47
2027-02-09 05:00 | 223.95 | 37.65 | 15.06 | 276.66
2027-02-09 06:00 | 237.88 | 39.3 | 15.72 | 292.9
2027-02-09 07:00 | 261.3 | 41.6 | 16.64 | 319.54
2027-02-09 08:00 | 271.13 | 40.95 | 16.38 | 328.46
2027-02-09 09:00 | 257.1 | 40.4 | 16.16 | 313.66
2027-02-09 10:00 | 251.57 | 40.45 | 16.18 | 308.2
2027-02-09 11:00 | 245.32 | 41.5 | 16.6 | 303.42
2027-02-09 12:00 | 239.43 | 41.1 | 16.44 | 296.97
2027-02-09 13:00 | 228.95 | 38.55 | 15.42 | 282.92
2027-02-09 14:00 | 231.01 | 38.25 | 15.3 | 284.56
2027-02-09 15:00 | 231.33 | 37.8 | 15.12 | 284.25
2027-02-09 16:00 | 229.33 | 38 | 15.2 | 282.53
2027-02-09 17:00 | 227.4 | 38.2 | 15.28 | 280.88
2027-02-09 18:00 | 226.7 | 38.2 | 15.28 | 280.18
2027-02-09 19:00 | 223.27 | 38.4 | 15.36 | 277.03
2027-02-09 20:00 | 219.03 | 37.9 | 15.16 | 272.09
2027-02-09 21:00 | 212.96 | 36.4 | 14.56 | 263.92
2027-02-09 22:00 | 208.16 | 35.85 | 14.34 | 258.35
2027-02-09 23:00 | 207.2 | 34.75 | 13.9 | 255.85
2027-02-10 | 205.43 | 33.9 | 13.56 | 252.89
2027-02-10 01:00 | 205.52 | 33.95 | 13.58 | 253.05
2027-02-10 02:00 | 209.42 | 34.8 | 13.92 | 258.14
2027-02-10 03:00 | 212.31 | 35.45 | 14.18 | 261.94
2027-02-10 04:00 | 217.33 | 36.2 | 14.48 | 268.01
2027-02-10 05:00 | 227.25 | 37.95 | 15.18 | 280.38
2027-02-10 06:00 | 240.58 | 39.75 | 15.9 | 296.23
2027-02-10 07:00 | 266.83 | 43.65 | 17.46 | 327.94
2027-02-10 08:00 | 266.81 | 45.7 | 18.28 | 330.79
2027-02-10 09:00 | 259.61 | 45.35 | 18.14 | 323.1
2027-02-10 10:00 | 255.38 | 42.75 | 17.1 | 315.23
2027-02-10 11:00 | 251.18 | 41.5 | 16.6 | 309.28
2027-02-10 12:00 | 246.99 | 40.9 | 16.36 | 304.25
2027-02-10 13:00 | 245.47 | 40.85 | 16.34 | 302.66
2027-02-10 14:00 | 239.66 | 40.4 | 16.16 | 296.22
2027-02-10 15:00 | 234.44 | 39.15 | 15.66 | 289.25
2027-02-10 16:00 | 228.93 | 38.35 | 15.34 | 282.62
2027-02-10 17:00 | 226.19 | 38.4 | 15.36 | 279.95
2027-02-10 18:00 | 224.63 | 37.8 | 15.12 | 277.55
2027-02-10 19:00 | 220.73 | 37.3 | 14.92 | 272.95
2027-02-10 20:00 | 217.25 | 36.5 | 14.6 | 268.35
2027-02-10 21:00 | 209.39 | 35.65 | 14.26 | 259.3
2027-02-10 22:00 | 205.09 | 35.15 | 14.06 | 254.3
2027-02-10 23:00 | 202.46 | 34.55 | 13.82 | 250.83
2027-02-11 | 200.59 | 33.85 | 13.54 | 247.98
2027-02-11 01:00 | 198.22 | 33.55 | 13.42 | 245.19
2027-02-11 02:00 | 201.58 | 33.65 | 13.46 | 248.69
2027-02-11 03:00 | 200.78 | 34.1 | 13.64 | 248.52
2027-02-11 04:00 | 201.02 | 34.6 | 13.84 | 249.46
2027-02-11 05:00 | 206.04 | 34.85 | 13.94 | 254.83
2027-02-11 06:00 | 210.75 | 35.35 | 14.14 | 260.24
2027-02-11 07:00 | 215.97 | 35.9 | 14.36 | 266.23
2027-02-11 08:00 | 221.19 | 37.05 | 14.82 | 273.06
2027-02-11 09:00 | 236.17 | 39.75 | 15.9 | 291.82
2027-02-11 10:00 | 235.85 | 40.1 | 16.04 | 291.99
2027-02-11 11:00 | 221.95 | 39.05 | 15.62 | 276.62
2027-02-11 12:00 | 208.99 | 35.35 | 14.14 | 258.48
2027-02-11 13:00 | 210.48 | 33.75 | 13.5 | 257.73
2027-02-11 14:00 | 204.12 | 31.6 | 12.64 | 248.36
2027-02-11 15:00 | 203.15 | 29.85 | 11.94 | 244.94
2027-02-11 16:00 | 207.45 | 29.6 | 11.84 | 248.89
2027-02-11 17:00 | 209.72 | 31.65 | 12.66 | 254.03
2027-02-11 18:00 | 220.34 | 34 | 13.6 | 267.94
2027-02-11 19:00 | 220.33 | 35.05 | 14.02 | 269.4
2027-02-11 20:00 | 216.05 | 35.45 | 14.18 | 265.68
2027-02-11 21:00 | 212.91 | 35.15 | 14.06 | 262.12
2027-02-11 22:00 | 210.89 | 34.35 | 13.74 | 258.98
2027-02-11 23:00 | 209.31 | 33.95 | 13.58 | 256.84
2027-02-12 | 205.9 | 33.8 | 13.52 | 253.22
2027-02-12 01:00 | 203.94 | 33.7 | 13.48 | 251.12
2027-02-12 02:00 | 203.16 | 34.25 | 13.7 | 251.11
2027-02-12 03:00 | 206.16 | 34.4 | 13.76 | 254.32
2027-02-12 04:00 | 207.57 | 34.75 | 13.9 | 256.22
2027-02-12 05:00 | 209.55 | 35 | 14 | 258.55
2027-02-12 06:00 | 212.38 | 35.9 | 14.36 | 262.64
2027-02-12 07:00 | 219.14 | 36.6 | 14.64 | 270.38
2027-02-12 08:00 | 225.14 | 37.55 | 15.02 | 277.71
2027-02-12 09:00 | 230.95 | 39.25 | 15.7 | 285.9
2027-02-12 10:00 | 230.78 | 40.2 | 16.08 | 287.06
2027-02-12 11:00 | 232.23 | 38.75 | 15.5 | 286.48
2027-02-12 12:00 | 223.69 | 38.6 | 15.44 | 277.73
2027-02-12 13:00 | 222.36 | 37.6 | 15.04 | 275
2027-02-12 14:00 | 215.87 | 36.35 | 14.54 | 266.76
2027-02-12 15:00 | 212.02 | 35.6 | 14.24 | 261.86
2027-02-12 16:00 | 212.03 | 35.15 | 14.06 | 261.24
2027-02-12 17:00 | 215.42 | 35.7 | 14.28 | 265.4
2027-02-12 18:00 | 224.68 | 36.15 | 14.46 | 275.29
2027-02-12 19:00 | 222.5 | 37.25 | 14.9 | 274.65
2027-02-12 20:00 | 222.37 | 37.2 | 14.88 | 274.45
2027-02-12 21:00 | 212.96 | 36.15 | 14.46 | 263.57
2027-02-12 22:00 | 213.33 | 36 | 14.4 | 263.73
2027-02-12 23:00 | 209.26 | 35.45 | 14.18 | 258.89
2027-02-13 | 206.61 | 35.05 | 14.02 | 255.68
2027-02-13 01:00 | 211.65 | 35.1 | 14.04 | 260.79
2027-02-13 02:00 | 211.6 | 35.85 | 14.34 | 261.79
2027-02-13 03:00 | 215.82 | 36.4 | 14.56 | 266.78
2027-02-13 04:00 | 220.2 | 37.45 | 14.98 | 272.63
2027-02-13 05:00 | 226.53 | 38.15 | 15.26 | 279.94
2027-02-13 06:00 | 241.37 | 39.25 | 15.7 | 296.32
2027-02-13 07:00 | 258.81 | 41.55 | 16.62 | 316.98
2027-02-13 08:00 | 260.97 | 43.4 | 17.36 | 321.73
2027-02-13 09:00 | 258.64 | 44.35 | 17.74 | 320.73
2027-02-13 10:00 | 244.75 | 41.8 | 16.72 | 303.27
2027-02-13 11:00 | 246.49 | 41.35 | 16.54 | 304.38
2027-02-13 12:00 | 241.38 | 40.1 | 16.04 | 297.52
2027-02-13 13:00 | 232.03 | 38.9 | 15.56 | 286.49
2027-02-13 14:00 | 226.93 | 36.45 | 14.58 | 277.96
2027-02-13 15:00 | 201.38 | 32.8 | 13.12 | 247.3
2027-02-13 16:00 | 201.05 | 32.8 | 13.12 | 246.97
2027-02-13 17:00 | 204.58 | 32.3 | 12.92 | 249.8
2027-02-13 18:00 | 215.67 | 34.15 | 13.66 | 263.48
2027-02-13 19:00 | 213.1 | 34.6 | 13.84 | 261.54
2027-02-13 20:00 | 210.39 | 35.15 | 14.06 | 259.6
2027-02-13 21:00 | 204.43 | 34.75 | 13.9 | 253.08
2027-02-13 22:00 | 203.31 | 34.45 | 13.78 | 251.54
2027-02-13 23:00 | 203.82 | 34.35 | 13.74 | 251.91
2027-02-14 | 201.04 | 33.65 | 13.46 | 248.15
2027-02-14 01:00 | 201.96 | 34.3 | 13.72 | 249.98
2027-02-14 02:00 | 208.02 | 35.05 | 14.02 | 257.09
2027-02-14 03:00 | 210.24 | 35.35 | 14.14 | 259.73
2027-02-14 04:00 | 216.08 | 36.2 | 14.48 | 266.76
2027-02-14 05:00 | 224.91 | 37.25 | 14.9 | 277.06
2027-02-14 06:00 | 237.01 | 37.2 | 14.88 | 289.09
2027-02-14 07:00 | 256.67 | 37.8 | 15.12 | 309.59
2027-02-14 08:00 | 260.64 | 39.4 | 15.76 | 315.8
2027-02-14 09:00 | 259.72 | 39.35 | 15.74 | 314.81
2027-02-14 10:00 | 255.93 | 39.25 | 15.7 | 310.88
2027-02-14 11:00 | 240.78 | 41.19 | 16.48 | 298.44
2027-02-14 12:00 | 247.38 | 42.31 | 16.93 | 306.62
2027-02-14 13:00 | 248.01 | 42.41 | 16.96 | 307.38
2027-02-14 14:00 | 247.16 | 42.26 | 16.9 | 306.32
2027-02-14 15:00 | 243.66 | 41.65 | 16.66 | 301.97
2027-02-14 16:00 | 232.61 | 39.72 | 15.89 | 288.22
2027-02-14 17:00 | 228.22 | 38.97 | 15.59 | 282.78
2027-02-14 18:00 | 229.96 | 39.28 | 15.71 | 284.95
2027-02-14 19:00 | 227.31 | 38.78 | 15.51 | 281.6
2027-02-14 20:00 | 221.3 | 37.76 | 15.1 | 274.16
2027-02-14 21:00 | 214.05 | 34.4 | 13.76 | 262.21
2027-02-14 22:00 | 210.23 | 34.2 | 13.68 | 258.11
2027-02-14 23:00 | 206.96 | 34.4 | 13.76 | 255.12
2027-02-15 | 203.3 | 33.85 | 13.54 | 250.69
2027-02-15 01:00 | 203.98 | 33.65 | 13.46 | 251.09
2027-02-15 02:00 | 205.95 | 34.7 | 13.88 | 254.53
2027-02-15 03:00 | 210.1 | 35.25 | 14.1 | 259.45
2027-02-15 04:00 | 215.22 | 35.6 | 14.24 | 265.06
2027-02-15 05:00 | 220.79 | 37.05 | 14.82 | 272.66
2027-02-15 06:00 | 233.21 | 38.9 | 15.56 | 287.67
2027-02-15 07:00 | 248.32 | 42 | 16.8 | 307.12
2027-02-15 08:00 | 255.04 | 43.1 | 17.24 | 315.38
2027-02-15 09:00 | 251.24 | 41.65 | 16.66 | 309.55
2027-02-15 10:00 | 255.38 | 41.1 | 16.44 | 312.92
2027-02-15 11:00 | 249.33 | 40.8 | 16.32 | 306.45
2027-02-15 12:00 | 242.48 | 41.5 | 16.6 | 300.58
2027-02-15 13:00 | 237 | 40.25 | 16.1 | 293.35
2027-02-15 14:00 | 231.01 | 39.15 | 15.66 | 285.82
2027-02-15 15:00 | 235.09 | 38.25 | 15.3 | 288.64
2027-02-15 16:00 | 228.64 | 38.45 | 15.38 | 282.47
2027-02-15 17:00 | 226.8 | 38 | 15.2 | 280
2027-02-15 18:00 | 226.76 | 38.45 | 15.38 | 280.59
2027-02-15 19:00 | 224.62 | 38.6 | 15.44 | 278.66
2027-02-15 20:00 | 220.7 | 38 | 15.2 | 273.9
2027-02-15 21:00 | 214.44 | 36.85 | 14.74 | 266.03
2027-02-15 22:00 | 211.22 | 35.8 | 14.32 | 261.34
2027-02-15 23:00 | 204.77 | 34.8 | 13.92 | 253.49
2027-02-16 | 201.58 | 33.85 | 13.54 | 248.97
2027-02-16 01:00 | 203.5 | 34.1 | 13.64 | 251.24
2027-02-16 02:00 | 207.35 | 35.1 | 14.04 | 256.49
2027-02-16 03:00 | 209.84 | 35.5 | 14.2 | 259.54
2027-02-16 04:00 | 215.93 | 36.1 | 14.44 | 266.47
2027-02-16 05:00 | 223.95 | 37.65 | 15.06 | 276.66
2027-02-16 06:00 | 237.88 | 39.3 | 15.72 | 292.9
2027-02-16 07:00 | 261.3 | 41.6 | 16.64 | 319.54
2027-02-16 08:00 | 271.13 | 40.95 | 16.38 | 328.46
2027-02-16 09:00 | 257.1 | 40.4 | 16.16 | 313.66
2027-02-16 10:00 | 251.57 | 40.45 | 16.18 | 308.2
2027-02-16 11:00 | 245.32 | 41.5 | 16.6 | 303.42
2027-02-16 12:00 | 239.43 | 41.1 | 16.44 | 296.97
2027-02-16 13:00 | 228.95 | 38.55 | 15.42 | 282.92
2027-02-16 14:00 | 231.01 | 38.25 | 15.3 | 284.56
2027-02-16 15:00 | 231.33 | 37.8 | 15.12 | 284.25
2027-02-16 16:00 | 229.33 | 38 | 15.2 | 282.53
2027-02-16 17:00 | 227.4 | 38.2 | 15.28 | 280.88
2027-02-16 18:00 | 226.7 | 38.2 | 15.28 | 280.18
2027-02-16 19:00 | 223.27 | 38.4 | 15.36 | 277.03
2027-02-16 20:00 | 219.03 | 37.9 | 15.16 | 272.09
2027-02-16 21:00 | 212.96 | 36.4 | 14.56 | 263.92
2027-02-16 22:00 | 208.16 | 35.85 | 14.34 | 258.35
2027-02-16 23:00 | 207.2 | 34.75 | 13.9 | 255.85
2027-02-17 | 205.43 | 33.9 | 13.56 | 252.89
2027-02-17 01:00 | 205.52 | 33.95 | 13.58 | 253.05
2027-02-17 02:00 | 209.42 | 34.8 | 13.92 | 258.14
2027-02-17 03:00 | 212.31 | 35.45 | 14.18 | 261.94
2027-02-17 04:00 | 217.33 | 36.2 | 14.48 | 268.01
2027-02-17 05:00 | 227.25 | 37.95 | 15.18 | 280.38
2027-02-17 06:00 | 240.58 | 39.75 | 15.9 | 296.23
2027-02-17 07:00 | 266.83 | 43.65 | 17.46 | 327.94
2027-02-17 08:00 | 266.81 | 45.7 | 18.28 | 330.79
2027-02-17 09:00 | 259.61 | 45.35 | 18.14 | 323.1
2027-02-17 10:00 | 255.38 | 42.75 | 17.1 | 315.23
2027-02-17 11:00 | 251.18 | 41.5 | 16.6 | 309.28
2027-02-17 12:00 | 246.99 | 40.9 | 16.36 | 304.25
2027-02-17 13:00 | 245.47 | 40.85 | 16.34 | 302.66
2027-02-17 14:00 | 239.66 | 40.4 | 16.16 | 296.22
2027-02-17 15:00 | 234.44 | 39.15 | 15.66 | 289.25
2027-02-17 16:00 | 228.93 | 38.35 | 15.34 | 282.62
2027-02-17 17:00 | 226.19 | 38.4 | 15.36 | 279.95
2027-02-17 18:00 | 224.63 | 37.8 | 15.12 | 277.55
2027-02-17 19:00 | 220.73 | 37.3 | 14.92 | 272.95
2027-02-17 20:00 | 217.25 | 36.5 | 14.6 | 268.35
2027-02-17 21:00 | 209.39 | 35.65 | 14.26 | 259.3
2027-02-17 22:00 | 205.09 | 35.15 | 14.06 | 254.3
2027-02-17 23:00 | 202.46 | 34.55 | 13.82 | 250.83
2027-02-18 | 200.59 | 33.85 | 13.54 | 247.98
2027-02-18 01:00 | 198.22 | 33.55 | 13.42 | 245.19
2027-02-18 02:00 | 201.58 | 33.65 | 13.46 | 248.69
2027-02-18 03:00 | 200.78 | 34.1 | 13.64 | 248.52
2027-02-18 04:00 | 201.02 | 34.6 | 13.84 | 249.46
2027-02-18 05:00 | 206.04 | 34.85 | 13.94 | 254.83
2027-02-18 06:00 | 162.75 | 35.35 | 14.14 | 212.24
2027-02-18 07:00 | 169.33 | 35.9 | 14.36 | 219.59
2027-02-18 08:00 | 175.78 | 37.05 | 14.82 | 227.65
2027-02-18 09:00 | 180.19 | 39.75 | 15.9 | 235.84
2027-02-18 10:00 | 180.32 | 40.1 | 16.04 | 236.46
2027-02-18 11:00 | 178.51 | 39.05 | 15.62 | 233.18
2027-02-18 12:00 | 181.8 | 35.35 | 14.14 | 231.29
2027-02-18 13:00 | 176.95 | 33.75 | 13.5 | 224.2
2027-02-18 14:00 | 174.63 | 31.6 | 12.64 | 218.87
2027-02-18 15:00 | 175.69 | 29.85 | 11.94 | 217.48
2027-02-18 16:00 | 176.62 | 29.6 | 11.84 | 218.06
2027-02-18 17:00 | 176.91 | 31.65 | 12.66 | 221.22
2027-02-18 18:00 | 178.5 | 34 | 13.6 | 226.1
2027-02-18 19:00 | 176.52 | 35.05 | 14.02 | 225.59
2027-02-18 20:00 | 171.05 | 35.45 | 14.18 | 220.68
2027-02-18 21:00 | 166.22 | 35.15 | 14.06 | 215.43
2027-02-18 22:00 | 162.89 | 34.35 | 13.74 | 210.98
2027-02-18 23:00 | 159.03 | 33.95 | 13.58 | 206.56
2027-02-19 | 156.7 | 33.8 | 13.52 | 204.02
2027-02-19 01:00 | 155.61 | 33.7 | 13.48 | 202.79
2027-02-19 02:00 | 155.82 | 34.25 | 13.7 | 203.77
2027-02-19 03:00 | 158.22 | 34.4 | 13.76 | 206.38
2027-02-19 04:00 | 158.95 | 34.75 | 13.9 | 207.6
2027-02-19 05:00 | 159.17 | 35 | 14 | 208.17
2027-02-19 06:00 | 163.12 | 35.9 | 14.36 | 213.38
2027-02-19 07:00 | 166.34 | 36.6 | 14.64 | 217.58
2027-02-19 08:00 | 169.64 | 37.55 | 15.02 | 222.21
2027-02-19 09:00 | 174.87 | 39.25 | 15.7 | 229.82
2027-02-19 10:00 | 175.33 | 40.2 | 16.08 | 231.61
2027-02-19 11:00 | 173.05 | 38.75 | 15.5 | 227.3
2027-02-19 12:00 | 167.21 | 38.6 | 15.44 | 221.25
2027-02-19 13:00 | 159.19 | 37.6 | 15.04 | 211.83
2027-02-19 14:00 | 154.71 | 36.35 | 14.54 | 205.6
2027-02-19 15:00 | 151.87 | 35.6 | 14.24 | 201.71
2027-02-19 16:00 | 153.94 | 35.15 | 14.06 | 203.15
2027-02-19 17:00 | 157.26 | 35.7 | 14.28 | 207.24
2027-02-19 18:00 | 162.76 | 36.15 | 14.46 | 213.37
2027-02-19 19:00 | 164.03 | 37.25 | 14.9 | 216.18
2027-02-19 20:00 | 161.25 | 37.2 | 14.88 | 213.33
2027-02-19 21:00 | 155.01 | 36.15 | 14.46 | 205.62
2027-02-19 22:00 | 152.17 | 36 | 14.4 | 202.57
2027-02-19 23:00 | 150.29 | 35.45 | 14.18 | 199.92
2027-02-20 | 147.15 | 35.05 | 14.02 | 196.22
2027-02-20 01:00 | 153.67 | 35.1 | 14.04 | 202.81
2027-02-20 02:00 | 156.31 | 35.85 | 14.34 | 206.5
2027-02-20 03:00 | 161.85 | 36.4 | 14.56 | 212.81
2027-02-20 04:00 | 161.03 | 37.45 | 14.98 | 213.46
2027-02-20 05:00 | 171.08 | 38.15 | 15.26 | 224.49
2027-02-20 06:00 | 186.12 | 39.25 | 15.7 | 241.07
2027-02-20 07:00 | 204.7 | 41.55 | 16.62 | 262.87
2027-02-20 08:00 | 200.04 | 43.4 | 17.36 | 260.8
2027-02-20 09:00 | 184.61 | 44.35 | 17.74 | 246.7
2027-02-20 10:00 | 180.79 | 41.8 | 16.72 | 239.31
2027-02-20 11:00 | 176.69 | 41.35 | 16.54 | 234.58
2027-02-20 12:00 | 241.38 | 40.1 | 16.04 | 297.52
2027-02-20 13:00 | 232.03 | 38.9 | 15.56 | 286.49
2027-02-20 14:00 | 226.93 | 36.45 | 14.58 | 277.96
2027-02-20 15:00 | 201.38 | 32.8 | 13.12 | 247.3
2027-02-20 16:00 | 201.05 | 32.8 | 13.12 | 246.97
2027-02-20 17:00 | 204.58 | 32.3 | 12.92 | 249.8
2027-02-20 18:00 | 215.67 | 34.15 | 13.66 | 263.48
2027-02-20 19:00 | 213.1 | 34.6 | 13.84 | 261.54
2027-02-20 20:00 | 210.39 | 35.15 | 14.06 | 259.6
2027-02-20 21:00 | 204.43 | 34.75 | 13.9 | 253.08
2027-02-20 22:00 | 203.31 | 34.45 | 13.78 | 251.54
2027-02-20 23:00 | 203.82 | 34.35 | 13.74 | 251.91
2027-02-21 | 201.04 | 33.65 | 13.46 | 248.15
2027-02-21 01:00 | 201.96 | 34.3 | 13.72 | 249.98
2027-02-21 02:00 | 208.02 | 35.05 | 14.02 | 257.09
2027-02-21 03:00 | 210.24 | 35.35 | 14.14 | 259.73
2027-02-21 04:00 | 216.08 | 36.2 | 14.48 | 266.76
2027-02-21 05:00 | 224.91 | 37.25 | 14.9 | 277.06
2027-02-21 06:00 | 237.01 | 37.2 | 14.88 | 289.09
2027-02-21 07:00 | 256.67 | 37.8 | 15.12 | 309.59
2027-02-21 08:00 | 260.64 | 39.4 | 15.76 | 315.8
2027-02-21 09:00 | 259.72 | 39.35 | 15.74 | 314.81
2027-02-21 10:00 | 255.93 | 39.25 | 15.7 | 310.88
2027-02-21 11:00 | 240.78 | 41.19 | 16.48 | 298.44
2027-02-21 12:00 | 247.38 | 42.31 | 16.93 | 306.62
2027-02-21 13:00 | 248.01 | 42.41 | 16.96 | 307.38
2027-02-21 14:00 | 247.16 | 42.26 | 16.9 | 306.32
2027-02-21 15:00 | 243.66 | 41.65 | 16.66 | 301.97
2027-02-21 16:00 | 232.61 | 39.72 | 15.89 | 288.22
2027-02-21 17:00 | 228.22 | 38.97 | 15.59 | 282.78
2027-02-21 18:00 | 229.96 | 39.28 | 15.71 | 284.95
2027-02-21 19:00 | 227.31 | 38.78 | 15.51 | 281.6
2027-02-21 20:00 | 221.3 | 37.76 | 15.1 | 274.16
2027-02-21 21:00 | 214.05 | 34.4 | 13.76 | 262.21
2027-02-21 22:00 | 210.23 | 34.2 | 13.68 | 258.11
2027-02-21 23:00 | 206.96 | 34.4 | 13.76 | 255.12
2027-02-22 | 203.3 | 33.85 | 13.54 | 250.69
2027-02-22 01:00 | 203.98 | 33.65 | 13.46 | 251.09
2027-02-22 02:00 | 205.95 | 34.7 | 13.88 | 254.53
2027-02-22 03:00 | 210.1 | 35.25 | 14.1 | 259.45
2027-02-22 04:00 | 215.22 | 35.6 | 14.24 | 265.06
2027-02-22 05:00 | 220.79 | 37.05 | 14.82 | 272.66
2027-02-22 06:00 | 233.21 | 38.9 | 15.56 | 287.67
2027-02-22 07:00 | 248.32 | 42 | 16.8 | 307.12
2027-02-22 08:00 | 255.04 | 43.1 | 17.24 | 315.38
2027-02-22 09:00 | 251.24 | 41.65 | 16.66 | 309.55
2027-02-22 10:00 | 255.38 | 41.1 | 16.44 | 312.92
2027-02-22 11:00 | 249.33 | 40.8 | 16.32 | 306.45
2027-02-22 12:00 | 242.48 | 41.5 | 16.6 | 300.58
2027-02-22 13:00 | 237 | 40.25 | 16.1 | 293.35
2027-02-22 14:00 | 231.01 | 39.15 | 15.66 | 285.82
2027-02-22 15:00 | 235.09 | 38.25 | 15.3 | 288.64
2027-02-22 16:00 | 228.64 | 38.45 | 15.38 | 282.47
2027-02-22 17:00 | 226.8 | 38 | 15.2 | 280
2027-02-22 18:00 | 226.76 | 38.45 | 15.38 | 280.59
2027-02-22 19:00 | 224.62 | 38.6 | 15.44 | 278.66
2027-02-22 20:00 | 220.7 | 38 | 15.2 | 273.9
2027-02-22 21:00 | 214.44 | 36.85 | 14.74 | 266.03
2027-02-22 22:00 | 211.22 | 35.8 | 14.32 | 261.34
2027-02-22 23:00 | 204.77 | 34.8 | 13.92 | 253.49
2027-02-23 | 201.58 | 33.85 | 13.54 | 248.97
2027-02-23 01:00 | 203.5 | 34.1 | 13.64 | 251.24
2027-02-23 02:00 | 207.35 | 35.1 | 14.04 | 256.49
2027-02-23 03:00 | 209.84 | 35.5 | 14.2 | 259.54
2027-02-23 04:00 | 215.93 | 36.1 | 14.44 | 266.47
2027-02-23 05:00 | 223.95 | 37.65 | 15.06 | 276.66
2027-02-23 06:00 | 237.88 | 39.3 | 15.72 | 292.9
2027-02-23 07:00 | 261.3 | 41.6 | 16.64 | 319.54
2027-02-23 08:00 | 271.13 | 40.95 | 16.38 | 328.46
2027-02-23 09:00 | 257.1 | 40.4 | 16.16 | 313.66
2027-02-23 10:00 | 251.57 | 40.45 | 16.18 | 308.2
2027-02-23 11:00 | 183.95 | 29.34 | 11.74 | 225.03
2027-02-23 12:00 | 183.78 | 29.95 | 11.98 | 225.71
2027-02-23 13:00 | 188.71 | 30.1 | 12.04 | 230.85
2027-02-23 14:00 | 189.07 | 30.25 | 12.1 | 231.42
2027-02-23 15:00 | 190.74 | 30.4 | 12.16 | 233.3
2027-02-23 16:00 | 189.4 | 31 | 12.4 | 232.8
2027-02-23 17:00 | 184.51 | 31.5 | 12.6 | 228.61
2027-02-23 18:00 | 182.74 | 31.4 | 12.56 | 226.7
2027-02-23 19:00 | 180.7 | 31.2 | 12.48 | 224.38
2027-02-23 20:00 | 177.92 | 31.15 | 12.46 | 221.53
2027-02-23 21:00 | 173.42 | 29.55 | 11.82 | 214.79
2027-02-23 22:00 | 172.11 | 29.25 | 11.7 | 213.06
2027-02-23 23:00 | 171.42 | 29.15 | 11.66 | 212.23
2027-02-24 | 169.61 | 28.55 | 11.42 | 209.58
2027-02-24 01:00 | 170.16 | 28.7 | 11.48 | 210.34
2027-02-24 02:00 | 172.2 | 29.25 | 11.7 | 213.15
2027-02-24 03:00 | 175.2 | 29.95 | 11.98 | 217.13
2027-02-24 04:00 | 181.18 | 30.3 | 12.12 | 223.6
2027-02-24 05:00 | 190.8 | 31.85 | 12.74 | 235.39
2027-02-24 06:00 | 202.89 | 33.9 | 13.56 | 250.35
2027-02-24 07:00 | 226.11 | 37.55 | 15.02 | 278.68
2027-02-24 08:00 | 232.11 | 40 | 16 | 288.11
2027-02-24 09:00 | 218.23 | 38.85 | 15.54 | 272.62
2027-02-24 10:00 | 195.97 | 34.6 | 13.84 | 244.41
2027-02-24 11:00 | 183.04 | 30.75 | 12.3 | 226.09
2027-02-24 12:00 | 177.75 | 29.45 | 11.78 | 218.98
2027-02-24 13:00 | 179.13 | 29.45 | 11.78 | 220.36
2027-02-24 14:00 | 164.18 | 27 | 10.8 | 201.98
2027-02-24 15:00 | 162.46 | 26.3 | 10.52 | 199.28
2027-02-24 16:00 | 155.03 | 25.5 | 10.2 | 190.73
2027-02-24 17:00 | 156.86 | 25.95 | 10.38 | 193.19
2027-02-24 18:00 | 166.2 | 27.05 | 10.82 | 204.07
2027-02-24 19:00 | 170.13 | 28.15 | 11.26 | 209.54
2027-02-24 20:00 | 167.06 | 28.05 | 11.22 | 206.33
2027-02-24 21:00 | 163.26 | 27.55 | 11.02 | 201.83
2027-02-24 22:00 | 161.68 | 27.2 | 10.88 | 199.76
2027-02-24 23:00 | 162.01 | 27.2 | 10.88 | 200.09
2027-02-25 | 157.82 | 27.15 | 10.86 | 195.83
2027-02-25 01:00 | 162.92 | 27.6 | 11.04 | 201.56
2027-02-25 02:00 | 164.6 | 28.4 | 11.36 | 204.36
2027-02-25 03:00 | 166.7 | 29.05 | 11.62 | 207.37
2027-02-25 04:00 | 168.66 | 29.8 | 11.92 | 210.38
2027-02-25 05:00 | 171.4 | 30.55 | 12.22 | 214.17
2027-02-25 06:00 | 174.98 | 31.1 | 12.44 | 218.52
2027-02-25 07:00 | 180.04 | 31.8 | 12.72 | 224.56
2027-02-25 08:00 | 187.36 | 33.25 | 13.3 | 233.91
2027-02-25 09:00 | 194.12 | 34.6 | 13.84 | 242.56
2027-02-25 10:00 | 192.03 | 34.5 | 13.8 | 240.33
2027-02-25 11:00 | 189.44 | 33.8 | 13.52 | 236.76
2027-02-25 12:00 | 188.53 | 32.5 | 13 | 234.03
2027-02-25 13:00 | 188.22 | 32.35 | 12.94 | 233.51
2027-02-25 14:00 | 188.6 | 32.15 | 12.86 | 233.61
2027-02-25 15:00 | 189.69 | 32.35 | 12.94 | 234.98
2027-02-25 16:00 | 188.45 | 32.45 | 12.98 | 233.88
2027-02-25 17:00 | 186.66 | 32.5 | 13 | 232.16
2027-02-25 18:00 | 186.89 | 32.15 | 12.86 | 231.9
2027-02-25 19:00 | 184.21 | 32 | 12.8 | 229.01
2027-02-25 20:00 | 181.05 | 31.05 | 12.42 | 224.52
2027-02-25 21:00 | 173.44 | 29.7 | 11.88 | 215.02
2027-02-25 22:00 | 170.13 | 28.85 | 11.54 | 210.52
2027-02-25 23:00 | 165.07 | 28.05 | 11.22 | 204.34
2027-02-26 | 161.7 | 27.55 | 11.02 | 200.27
2027-02-26 01:00 | 159.84 | 27.3 | 10.92 | 198.06
2027-02-26 02:00 | 159.03 | 27.65 | 11.06 | 197.74
2027-02-26 03:00 | 160.09 | 27.4 | 10.96 | 198.45
2027-02-26 04:00 | 160.72 | 27.1 | 10.84 | 198.66
2027-02-26 05:00 | 160.16 | 27.35 | 10.94 | 198.45
2027-02-26 06:00 | 163.34 | 27.45 | 10.98 | 201.77
2027-02-26 07:00 | 166.74 | 28.2 | 11.28 | 206.22
2027-02-26 08:00 | 172.04 | 29.05 | 11.62 | 212.71
2027-02-26 09:00 | 179.76 | 30.65 | 12.26 | 222.67
2027-02-26 10:00 | 182.3 | 31.15 | 12.46 | 225.91
2027-02-26 11:00 | 179.54 | 30.55 | 12.22 | 222.31
2027-02-26 12:00 | 176.17 | 29.95 | 11.98 | 218.1
2027-02-26 13:00 | 170.91 | 28.85 | 11.54 | 211.3
2027-02-26 14:00 | 166.74 | 27.65 | 11.06 | 205.45
2027-02-26 15:00 | 166.36 | 27.25 | 10.9 | 204.51
2027-02-26 16:00 | 166.57 | 26.9 | 10.76 | 204.23
2027-02-26 17:00 | 167.78 | 27.75 | 11.1 | 206.63
2027-02-26 18:00 | 171.72 | 28.25 | 11.3 | 211.27
2027-02-26 19:00 | 172.76 | 29.2 | 11.68 | 213.64
2027-02-26 20:00 | 168.47 | 28.95 | 11.58 | 209
2027-02-26 21:00 | 164.34 | 27.85 | 11.14 | 203.33
2027-02-26 22:00 | 161.12 | 27.25 | 10.9 | 199.27
2027-02-26 23:00 | 157.22 | 26.35 | 10.54 | 194.11
2027-02-27 | 154.61 | 26.05 | 10.42 | 191.08
2027-02-27 01:00 | 155.83 | 26.25 | 10.5 | 192.58
2027-02-27 02:00 | 158.89 | 26.9 | 10.76 | 196.55
2027-02-27 03:00 | 162.62 | 26.95 | 10.78 | 200.35
2027-02-27 04:00 | 165.68 | 27.95 | 11.18 | 204.81
2027-02-27 05:00 | 172.95 | 28.6 | 11.44 | 212.99
2027-02-27 06:00 | 185.14 | 30.35 | 12.14 | 227.63
2027-02-27 07:00 | 205.77 | 33.8 | 13.52 | 253.09
2027-02-27 08:00 | 206.54 | 34.85 | 13.94 | 255.33
2027-02-27 09:00 | 197.64 | 34.25 | 13.7 | 245.59
2027-02-27 10:00 | 191.05 | 32.75 | 13.1 | 236.9
2027-02-27 11:00 | 186.71 | 31.3 | 12.52 | 230.53
2027-02-27 12:00 | 186.09 | 30.55 | 12.22 | 228.86
2027-02-27 13:00 | 179.87 | 30 | 12 | 221.87
2027-02-27 14:00 | 176.24 | 29.85 | 11.94 | 218.03
2027-02-27 15:00 | 161.98 | 28.8 | 11.52 | 202.3
2027-02-27 16:00 | 177.39 | 28.25 | 11.3 | 216.94
2027-02-27 17:00 | 169.18 | 28.1 | 11.24 | 208.52
2027-02-27 18:00 | 167.47 | 27.75 | 11.1 | 206.32
2027-02-27 19:00 | 163.7 | 27.45 | 10.98 | 202.13
2027-02-27 20:00 | 159.06 | 26.85 | 10.74 | 196.65
2027-02-27 21:00 | 151.84 | 25.5 | 10.2 | 187.54
2027-02-27 22:00 | 147.91 | 25.05 | 10.02 | 182.98
2027-02-27 23:00 | 145.15 | 24.25 | 9.7 | 179.1
2027-02-28 | 144.29 | 24 | 9.6 | 177.89
2027-02-28 01:00 | 147.53 | 24.2 | 9.68 | 181.41
2027-02-28 02:00 | 150.77 | 25.35 | 10.14 | 186.26
2027-02-28 03:00 | 156.05 | 26.05 | 10.42 | 192.52
2027-02-28 04:00 | 165.06 | 26.9 | 10.76 | 202.72
2027-02-28 05:00 | 172.62 | 28.55 | 11.42 | 212.59
2027-02-28 06:00 | 186.36 | 31.05 | 12.42 | 229.83
2027-02-28 07:00 | 212.38 | 35.05 | 14.02 | 261.45
2027-02-28 08:00 | 213.35 | 36.9 | 14.76 | 265.01
2027-02-28 09:00 | 209.76 | 35.7 | 14.28 | 259.74
2027-02-28 10:00 | 198.89 | 34.15 | 13.66 | 246.7
2027-02-28 11:00 | 197.86 | 32.85 | 13.14 | 243.85
2027-02-28 12:00 | 186.12 | 31.1 | 12.44 | 229.66
2027-02-28 13:00 | 186.47 | 29.3 | 11.72 | 227.49
2027-02-28 14:00 | 167 | 27.5 | 11 | 205.5
2027-02-28 15:00 | 163.53 | 26.95 | 10.78 | 201.26
2027-02-28 16:00 | 172.35 | 27.05 | 10.82 | 210.22
2027-02-28 17:00 | 165.15 | 26.4 | 10.56 | 202.11
2027-02-28 18:00 | 174.32 | 27.05 | 10.82 | 212.19
2027-02-28 19:00 | 175.73 | 27.75 | 11.1 | 214.58
2027-02-28 20:00 | 172.73 | 27.85 | 11.14 | 211.72
2027-02-28 21:00 | 169.27 | 27.55 | 11.02 | 207.84
2027-02-28 22:00 | 169.66 | 27.5 | 11 | 208.16
2027-02-28 23:00 | 171.36 | 27.5 | 11 | 209.86
2027-03-01 | 169.46 | 30.5 | 12.2 | 212.16
2027-03-01 01:00 | 170.79 | 34.4 | 13.76 | 218.95
2027-03-01 02:00 | 168.65 | 30.5 | 12.2 | 211.35
2027-03-01 03:00 | 167.64 | 28.55 | 11.42 | 207.61
2027-03-01 04:00 | 172.72 | 28.45 | 11.38 | 212.55
2027-03-01 05:00 | 178.86 | 29.7 | 11.88 | 220.44
2027-03-01 06:00 | 190.95 | 31.55 | 12.62 | 235.12
2027-03-01 07:00 | 215.4 | 35.85 | 14.34 | 265.59
2027-03-01 08:00 | 216.14 | 37.45 | 14.98 | 268.57
2027-03-01 09:00 | 201.5 | 34.7 | 13.88 | 250.08
2027-03-01 10:00 | 184.62 | 32.7 | 13.08 | 230.4
2027-03-01 11:00 | 173.05 | 28.95 | 11.58 | 213.58
2027-03-01 12:00 | 162.5 | 27.75 | 11.1 | 201.35
2027-03-01 13:00 | 170.49 | 28.05 | 11.22 | 209.76
2027-03-01 14:00 | 162.95 | 26.95 | 10.78 | 200.68
2027-03-01 15:00 | 161.82 | 27.9 | 11.16 | 200.88
2027-03-01 16:00 | 152.66 | 26.7 | 10.68 | 190.04
2027-03-01 17:00 | 150.07 | 26.55 | 10.62 | 187.24
2027-03-01 18:00 | 158.94 | 27.3 | 10.92 | 197.16
2027-03-01 19:00 | 164.91 | 28.6 | 11.44 | 204.95
2027-03-01 20:00 | 161.05 | 28.55 | 11.42 | 201.02
2027-03-01 21:00 | 158.31 | 27.65 | 11.06 | 197.02
2027-03-01 22:00 | 155.87 | 27.25 | 10.9 | 194.02
2027-03-01 23:00 | 152.81 | 26.95 | 10.78 | 190.54
2027-03-02 | 152.07 | 26.45 | 10.58 | 189.1
2027-03-02 01:00 | 152.51 | 26.55 | 10.62 | 189.68
2027-03-02 02:00 | 155.18 | 27.4 | 10.96 | 193.54
2027-03-02 03:00 | 159.98 | 27.9 | 11.16 | 199.04
2027-03-02 04:00 | 166.3 | 28.55 | 11.42 | 206.27
2027-03-02 05:00 | 173.64 | 29.85 | 11.94 | 215.43
2027-03-02 06:00 | 184.33 | 32.05 | 12.82 | 229.2
2027-03-02 07:00 | 206.63 | 35.9 | 14.36 | 256.89
2027-03-02 08:00 | 208.05 | 37.35 | 14.94 | 260.34
2027-03-02 09:00 | 201.83 | 35.95 | 14.38 | 252.16
2027-03-02 10:00 | 181.71 | 32.4 | 12.96 | 227.07
2027-03-02 11:00 | 165.02 | 28.45 | 11.38 | 204.85
2027-03-02 12:00 | 157.47 | 27.3 | 10.92 | 195.69
2027-03-02 13:00 | 151.08 | 26.6 | 10.64 | 188.32
2027-03-02 14:00 | 148.2 | 25.1 | 10.04 | 183.34
2027-03-02 15:00 | 146.29 | 24.6 | 9.84 | 180.73
2027-03-02 16:00 | 141.74 | 24.2 | 9.68 | 175.62
2027-03-02 17:00 | 140.3 | 24.9 | 9.96 | 175.16
2027-03-02 18:00 | 148.96 | 25.2 | 10.08 | 184.24
2027-03-02 19:00 | 156.07 | 27.1 | 10.84 | 194.01
2027-03-02 20:00 | 153.23 | 27.05 | 10.82 | 191.1
2027-03-02 21:00 | 149.39 | 26.35 | 10.54 | 186.28
2027-03-02 22:00 | 147.43 | 25.75 | 10.3 | 183.48
2027-03-02 23:00 | 145.3 | 25.65 | 10.26 | 181.21
2027-03-03 | 142.92 | 24.95 | 9.98 | 177.85
2027-03-03 01:00 | 145.39 | 25 | 10 | 180.39
2027-03-03 02:00 | 147.71 | 25.5 | 10.2 | 183.41
2027-03-03 03:00 | 150.7 | 26.25 | 10.5 | 187.45
2027-03-03 04:00 | 154.71 | 26.45 | 10.58 | 191.74
2027-03-03 05:00 | 162.36 | 27.45 | 10.98 | 200.79
2027-03-03 06:00 | 175.39 | 30 | 12 | 217.39
2027-03-03 07:00 | 196.95 | 33.75 | 13.5 | 244.2
2027-03-03 08:00 | 201.74 | 35.6 | 14.24 | 251.58
2027-03-03 09:00 | 193.32 | 34.9 | 13.96 | 242.18
2027-03-03 10:00 | 188.85 | 33.1 | 13.24 | 235.19
2027-03-03 11:00 | 180.32 | 31.8 | 12.72 | 224.84
2027-03-03 12:00 | 169.24 | 30.8 | 12.32 | 212.36
2027-03-03 13:00 | 164.33 | 29.35 | 11.74 | 205.42
2027-03-03 14:00 | 162 | 28.15 | 11.26 | 201.41
2027-03-03 15:00 | 156.29 | 27 | 10.8 | 194.09
2027-03-03 16:00 | 148.98 | 26 | 10.4 | 185.38
2027-03-03 17:00 | 150.6 | 25.4 | 10.16 | 186.16
2027-03-03 18:00 | 156.19 | 26.35 | 10.54 | 193.08
2027-03-03 19:00 | 158.37 | 27.15 | 10.86 | 196.38
2027-03-03 20:00 | 154.75 | 27.25 | 10.9 | 192.9
2027-03-03 21:00 | 150.35 | 26.65 | 10.66 | 187.66
2027-03-03 22:00 | 146.78 | 26.3 | 10.52 | 183.6
2027-03-03 23:00 | 144.69 | 25.85 | 10.34 | 180.88
2027-03-04 | 142.39 | 25.4 | 10.16 | 177.95
2027-03-04 01:00 | 142.47 | 25.2 | 10.08 | 177.75
2027-03-04 02:00 | 143.32 | 25.4 | 10.16 | 178.88
2027-03-04 03:00 | 144.38 | 26.05 | 10.42 | 180.85
2027-03-04 04:00 | 147.08 | 26.4 | 10.56 | 184.04
2027-03-04 05:00 | 149.83 | 26.6 | 10.64 | 187.07
2027-03-04 06:00 | 153.65 | 27.1 | 10.84 | 191.59
2027-03-04 07:00 | 159.8 | 28.05 | 11.22 | 199.07
2027-03-04 08:00 | 167.36 | 29.5 | 11.8 | 208.66
2027-03-04 09:00 | 172.65 | 31.1 | 12.44 | 216.19
2027-03-04 10:00 | 175.14 | 31.4 | 12.56 | 219.1
2027-03-04 11:00 | 166.02 | 29.95 | 11.98 | 207.95
2027-03-04 12:00 | 156.37 | 26.45 | 10.58 | 193.4
2027-03-04 13:00 | 151.9 | 25.9 | 10.36 | 188.16
2027-03-04 14:00 | 145.66 | 25.1 | 10.04 | 180.8
2027-03-04 15:00 | 145.05 | 25.2 | 10.08 | 180.33
2027-03-04 16:00 | 146.65 | 25.15 | 10.06 | 181.86
2027-03-04 17:00 | 150.66 | 25.65 | 10.26 | 186.57
2027-03-04 18:00 | 154.05 | 26.35 | 10.54 | 190.94
2027-03-04 19:00 | 153.8 | 26.4 | 10.56 | 190.76
2027-03-04 20:00 | 152.06 | 26.1 | 10.44 | 188.6
2027-03-04 21:00 | 146.83 | 25.6 | 10.24 | 182.67
2027-03-04 22:00 | 144.72 | 25.15 | 10.06 | 179.93
2027-03-04 23:00 | 144.75 | 25 | 10 | 179.75
2027-03-05 | 142.48 | 24.45 | 9.78 | 176.71
2027-03-05 01:00 | 142.02 | 24.75 | 9.9 | 176.67
2027-03-05 02:00 | 142.82 | 25.1 | 10.04 | 177.96
2027-03-05 03:00 | 144.3 | 25.35 | 10.14 | 179.79
2027-03-05 04:00 | 146.61 | 25.4 | 10.16 | 182.17
2027-03-05 05:00 | 150.12 | 25.85 | 10.34 | 186.31
2027-03-05 06:00 | 153.68 | 26.6 | 10.64 | 190.92
2027-03-05 07:00 | 161.29 | 27.8 | 11.12 | 200.21
2027-03-05 08:00 | 166.33 | 29 | 11.6 | 206.93
2027-03-05 09:00 | 170.14 | 30.35 | 12.14 | 212.63
2027-03-05 10:00 | 172.83 | 31.05 | 12.42 | 216.3
2027-03-05 11:00 | 174.52 | 30.9 | 12.36 | 217.78
2027-03-05 12:00 | 169.5 | 29.8 | 11.92 | 211.22
2027-03-05 13:00 | 162.25 | 28.45 | 11.38 | 202.08
2027-03-05 14:00 | 161.86 | 27.05 | 10.82 | 199.73
2027-03-05 15:00 | 159.45 | 26.8 | 10.72 | 196.97
2027-03-05 16:00 | 155.22 | 26.75 | 10.7 | 192.67
2027-03-05 17:00 | 156.51 | 26.8 | 10.72 | 194.03
2027-03-05 18:00 | 159.84 | 27.5 | 11 | 198.34
2027-03-05 19:00 | 162.38 | 28.2 | 11.28 | 201.86
2027-03-05 20:00 | 160.44 | 28.05 | 11.22 | 199.71
2027-03-05 21:00 | 158.05 | 27.4 | 10.96 | 196.41
2027-03-05 22:00 | 155.57 | 26.7 | 10.68 | 192.95
2027-03-05 23:00 | 153.34 | 26.45 | 10.58 | 190.37
2027-03-06 | 149.28 | 26.3 | 10.52 | 186.1
2027-03-06 01:00 | 154.37 | 26.15 | 10.46 | 190.98
2027-03-06 02:00 | 155.93 | 26.85 | 10.74 | 193.52
2027-03-06 03:00 | 159.04 | 27.65 | 11.06 | 197.75
2027-03-06 04:00 | 167.66 | 28.45 | 11.38 | 207.49
2027-03-06 05:00 | 176.73 | 29.6 | 11.84 | 218.17
2027-03-06 06:00 | 189.01 | 31.85 | 12.74 | 233.6
2027-03-06 07:00 | 210.84 | 35.85 | 14.34 | 261.03
2027-03-06 08:00 | 214.53 | 37.2 | 14.88 | 266.61
2027-03-06 09:00 | 210.19 | 35.67 | 14.27 | 260.13
2027-03-06 10:00 | 204.54 | 34.74 | 13.9 | 253.18
2027-03-06 11:00 | 195.46 | 41.65 | 16.66 | 253.77
2027-03-06 12:00 | 195.66 | 40.15 | 16.06 | 251.87
2027-03-06 13:00 | 199.37 | 39.05 | 15.62 | 254.04
2027-03-06 14:00 | 195.91 | 35.5 | 14.2 | 245.61
2027-03-06 15:00 | 190.36 | 33.3 | 13.32 | 236.98
2027-03-06 16:00 | 187.51 | 32.55 | 13.02 | 233.08
2027-03-06 17:00 | 187.21 | 32.25 | 12.9 | 232.36
2027-03-06 18:00 | 188.44 | 32.65 | 13.06 | 234.15
2027-03-06 19:00 | 186.94 | 33.15 | 13.26 | 233.35
2027-03-06 20:00 | 187.01 | 32.95 | 13.18 | 233.14
2027-03-06 21:00 | 181.17 | 31.65 | 12.66 | 225.48
2027-03-06 22:00 | 177.08 | 31 | 12.4 | 220.48
2027-03-06 23:00 | 170.42 | 31.2 | 12.48 | 214.1
2027-03-07 | 167.53 | 29.9 | 11.96 | 209.39
2027-03-07 01:00 | 169.65 | 30.45 | 12.18 | 212.28
2027-03-07 02:00 | 173.21 | 30.25 | 12.1 | 215.56
2027-03-07 03:00 | 177.55 | 30.9 | 12.36 | 220.81
2027-03-07 04:00 | 183.86 | 31.35 | 12.54 | 227.75
2027-03-07 05:00 | 190.16 | 32.6 | 13.04 | 235.8
2027-03-07 06:00 | 203.56 | 34.75 | 13.9 | 252.21
2027-03-07 07:00 | 232.88 | 38.95 | 15.58 | 287.41
2027-03-07 08:00 | 236.28 | 41 | 16.4 | 293.68
2027-03-07 09:00 | 227.7 | 40.3 | 16.12 | 284.12
2027-03-07 10:00 | 216.52 | 38.3 | 15.32 | 270.14
2027-03-07 11:00 | 212.48 | 36.6 | 14.64 | 263.72
2027-03-07 12:00 | 205.54 | 36.15 | 14.46 | 256.15
2027-03-07 13:00 | 205.11 | 35.2 | 14.08 | 254.39
2027-03-07 14:00 | 200.99 | 33.6 | 13.44 | 248.03
2027-03-07 15:00 | 192.84 | 32.9 | 13.16 | 238.9
2027-03-07 16:00 | 193.87 | 32.8 | 13.12 | 239.79
2027-03-07 17:00 | 194.64 | 32.85 | 13.14 | 240.63
2027-03-07 18:00 | 195.18 | 33 | 13.2 | 241.38
2027-03-07 19:00 | 194.21 | 33.85 | 13.54 | 241.6
2027-03-07 20:00 | 188.81 | 32.9 | 13.16 | 234.87
2027-03-07 21:00 | 180.41 | 32.15 | 12.86 | 225.42
2027-03-07 22:00 | 177.76 | 31.5 | 12.6 | 221.86
2027-03-07 23:00 | 175.61 | 30.65 | 12.26 | 218.52
2027-03-08 | 173.21 | 29.85 | 11.94 | 215
2027-03-08 01:00 | 176.7 | 29.9 | 11.96 | 218.56
2027-03-08 02:00 | 177.64 | 30.75 | 12.3 | 220.69
2027-03-08 03:00 | 182.49 | 31.5 | 12.6 | 226.59
2027-03-08 04:00 | 188.28 | 32.05 | 12.82 | 233.15
2027-03-08 05:00 | 195.38 | 33.25 | 13.3 | 241.93
2027-03-08 06:00 | 209.96 | 35.3 | 14.12 | 259.38
2027-03-08 07:00 | 236.31 | 39.45 | 15.78 | 291.54
2027-03-08 08:00 | 238.04 | 41.15 | 16.46 | 295.65
2027-03-08 09:00 | 220.52 | 39.8 | 15.92 | 276.24
2027-03-08 10:00 | 212.05 | 37.3 | 14.92 | 264.27
2027-03-08 11:00 | 208.4 | 35.8 | 14.32 | 258.52
2027-03-08 12:00 | 204.74 | 35.75 | 14.3 | 254.79
2027-03-08 13:00 | 205.45 | 35.3 | 14.12 | 254.87
2027-03-08 14:00 | 197.29 | 36.65 | 14.66 | 248.6
2027-03-08 15:00 | 193.43 | 29.55 | 11.82 | 234.8
2027-03-08 16:00 | 186.68 | 31.2 | 12.48 | 230.36
2027-03-08 17:00 | 183.93 | 31.1 | 12.44 | 227.47
2027-03-08 18:00 | 183.98 | 31.3 | 12.52 | 227.8
2027-03-08 19:00 | 182.48 | 31.95 | 12.78 | 227.21
2027-03-08 20:00 | 177.7 | 30.7 | 12.28 | 220.68
2027-03-08 21:00 | 170.97 | 29.45 | 11.78 | 212.2
2027-03-08 22:00 | 166.68 | 28.65 | 11.46 | 206.79
2027-03-08 23:00 | 160.21 | 27.6 | 11.04 | 198.85
2027-03-09 | 157.09 | 26.8 | 10.72 | 194.61
2027-03-09 01:00 | 158.98 | 26.75 | 10.7 | 196.43
2027-03-09 02:00 | 160.27 | 27.25 | 10.9 | 198.42
2027-03-09 03:00 | 165.62 | 27.75 | 11.1 | 204.47
2027-03-09 04:00 | 172.2 | 28.15 | 11.26 | 211.61
2027-03-09 05:00 | 178.17 | 29.6 | 11.84 | 219.61
2027-03-09 06:00 | 192.23 | 32.1 | 12.84 | 237.17
2027-03-09 07:00 | 216.75 | 36.25 | 14.5 | 267.5
2027-03-09 08:00 | 216.77 | 38.65 | 15.46 | 270.88
2027-03-09 09:00 | 192.41 | 35.25 | 14.1 | 241.76
2027-03-09 10:00 | 176.17 | 34.2 | 13.68 | 224.05
2027-03-09 11:00 | 174.95 | 29.7 | 11.88 | 216.53
2027-03-09 12:00 | 168.27 | 27.85 | 11.14 | 207.26
2027-03-09 13:00 | 171.85 | 27.05 | 10.82 | 209.72
2027-03-09 14:00 | 173.97 | 26.95 | 10.78 | 211.7
2027-03-09 15:00 | 182.49 | 28.6 | 11.44 | 222.53
2027-03-09 16:00 | 177.88 | 29.45 | 11.78 | 219.11
2027-03-09 17:00 | 173.69 | 29.45 | 11.78 | 214.92
2027-03-09 18:00 | 171.93 | 29.3 | 11.72 | 212.95
2027-03-09 19:00 | 171.16 | 29.25 | 11.7 | 212.11
2027-03-09 20:00 | 171.23 | 29.1 | 11.64 | 211.97
2027-03-09 21:00 | 167.34 | 28.6 | 11.44 | 207.38
2027-03-09 22:00 | 163.28 | 27.8 | 11.12 | 202.2
2027-03-09 23:00 | 159.33 | 27.25 | 10.9 | 197.48
2027-03-10 | 156.86 | 26.8 | 10.72 | 194.38
2027-03-10 01:00 | 156.11 | 26.65 | 10.66 | 193.42
2027-03-10 02:00 | 156.64 | 26.95 | 10.78 | 194.37
2027-03-10 03:00 | 163.32 | 27.85 | 11.14 | 202.31
2027-03-10 04:00 | 168.75 | 28.45 | 11.38 | 208.58
2027-03-10 05:00 | 175.17 | 29.05 | 11.62 | 215.84
2027-03-10 06:00 | 187.55 | 31.7 | 12.68 | 231.93
2027-03-10 07:00 | 211.56 | 36.1 | 14.44 | 262.1
2027-03-10 08:00 | 214.55 | 37.75 | 15.1 | 267.4
2027-03-10 09:00 | 194.57 | 34.95 | 13.98 | 243.5
2027-03-10 10:00 | 177.31 | 30.95 | 12.38 | 220.64
2027-03-10 11:00 | 161.71 | 28 | 11.2 | 200.91
2027-03-10 12:00 | 158.7 | 26.35 | 10.54 | 195.59
2027-03-10 13:00 | 150.56 | 25.4 | 10.16 | 186.12
2027-03-10 14:00 | 144.39 | 24.9 | 9.96 | 179.25
2027-03-10 15:00 | 140.01 | 23.65 | 9.46 | 173.12
2027-03-10 16:00 | 135.91 | 23.5 | 9.4 | 168.81
2027-03-10 17:00 | 140.46 | 23.2 | 9.28 | 172.94
2027-03-10 18:00 | 141.24 | 24.2 | 9.68 | 175.12
2027-03-10 19:00 | 147.73 | 24.85 | 9.94 | 182.52
2027-03-10 20:00 | 144.5 | 24.5 | 9.8 | 178.8
2027-03-10 21:00 | 140.93 | 24.05 | 9.62 | 174.6
2027-03-10 22:00 | 139.01 | 23.75 | 9.5 | 172.26
2027-03-10 23:00 | 137.38 | 23.4 | 9.36 | 170.14
2027-03-11 | 137.21 | 23.3 | 9.32 | 169.83
2027-03-11 01:00 | 135.51 | 23.1 | 9.24 | 167.85
2027-03-11 02:00 | 136.46 | 23.65 | 9.46 | 169.57
2027-03-11 03:00 | 137.69 | 24.1 | 9.64 | 171.43
2027-03-11 04:00 | 140.52 | 24.75 | 9.9 | 175.17
2027-03-11 05:00 | 142.74 | 24.9 | 9.96 | 177.6
2027-03-11 06:00 | 146.92 | 25.9 | 10.36 | 183.18
2027-03-11 07:00 | 154.22 | 26.8 | 10.72 | 191.74
2027-03-11 08:00 | 163.4 | 28.5 | 11.4 | 203.3
2027-03-11 09:00 | 165.31 | 29.75 | 11.9 | 206.96
2027-03-11 10:00 | 161.31 | 29.35 | 11.74 | 202.4
2027-03-11 11:00 | 147.82 | 26.9 | 10.76 | 185.48
2027-03-11 12:00 | 144.19 | 25.75 | 10.3 | 180.24
2027-03-11 13:00 | 141.87 | 24.95 | 9.98 | 176.8
2027-03-11 14:00 | 136.92 | 23.5 | 9.4 | 169.82
2027-03-11 15:00 | 134.51 | 23.05 | 9.22 | 166.78
2027-03-11 16:00 | 133.3 | 22.6 | 9.04 | 164.94
2027-03-11 17:00 | 134.05 | 22.95 | 9.18 | 166.18
2027-03-11 18:00 | 141.08 | 24.05 | 9.62 | 174.75
2027-03-11 19:00 | 147.69 | 25.05 | 10.02 | 182.76
2027-03-11 20:00 | 146.57 | 25.15 | 10.06 | 181.78
2027-03-11 21:00 | 145.23 | 24.65 | 9.86 | 179.74
2027-03-11 22:00 | 144.83 | 25 | 10 | 179.83
2027-03-11 23:00 | 145.37 | 25.3 | 10.12 | 180.79
2027-03-12 | 146.59 | 25.45 | 10.18 | 182.22
2027-03-12 01:00 | 147.81 | 25.8 | 10.32 | 183.93
2027-03-12 02:00 | 149.08 | 26.25 | 10.5 | 185.83
2027-03-12 03:00 | 150.74 | 26.75 | 10.7 | 188.19
2027-03-12 04:00 | 150.78 | 26.65 | 10.66 | 188.09
2027-03-12 05:00 | 153.23 | 27.15 | 10.86 | 191.24
2027-03-12 06:00 | 157.8 | 27.75 | 11.1 | 196.65
2027-03-12 07:00 | 164.17 | 28.8 | 11.52 | 204.49
2027-03-12 08:00 | 170.1 | 30.05 | 12.02 | 212.17
2027-03-12 09:00 | 177.9 | 31.25 | 12.5 | 221.65
2027-03-12 10:00 | 176.58 | 31.45 | 12.58 | 220.61
2027-03-12 11:00 | 170.53 | 30.2 | 12.08 | 212.81
2027-03-12 12:00 | 160.27 | 28.5 | 11.4 | 200.17
2027-03-12 13:00 | 147.89 | 26.75 | 10.7 | 185.34
2027-03-12 14:00 | 144.59 | 24.8 | 9.92 | 179.31
2027-03-12 15:00 | 137.4 | 24.3 | 9.72 | 171.42
2027-03-12 16:00 | 139.77 | 24.35 | 9.74 | 173.86
2027-03-12 17:00 | 148.99 | 25.6 | 10.24 | 184.83
2027-03-12 18:00 | 152.21 | 25.95 | 10.38 | 188.54
2027-03-12 19:00 | 163.49 | 27.7 | 11.08 | 202.27
2027-03-12 20:00 | 162.85 | 28.45 | 11.38 | 202.68
2027-03-12 21:00 | 158.62 | 28.05 | 11.22 | 197.89
2027-03-12 22:00 | 155.9 | 27.35 | 10.94 | 194.19
2027-03-12 23:00 | 152.96 | 26.9 | 10.76 | 190.62
2027-03-13 | 152.3 | 26.6 | 10.64 | 189.54
2027-03-13 01:00 | 155.42 | 26.55 | 10.62 | 192.59
2027-03-13 02:00 | 157.98 | 27 | 10.8 | 195.78
2027-03-13 03:00 | 160.62 | 27.9 | 11.16 | 199.68
2027-03-13 04:00 | 168.24 | 28.7 | 11.48 | 208.42
2027-03-13 05:00 | 176.9 | 29.75 | 11.9 | 218.55
2027-03-13 06:00 | 190.59 | 32 | 12.8 | 235.39
2027-03-13 07:00 | 213.4 | 36.15 | 14.46 | 264.01
2027-03-13 08:00 | 214.33 | 38.35 | 15.34 | 268.02
2027-03-13 09:00 | 203.76 | 36.85 | 14.74 | 255.35
2027-03-13 10:00 | 194.18 | 34.5 | 13.8 | 242.48
2027-03-13 11:00 | 186.45 | 33.75 | 13.5 | 233.7
2027-03-13 12:00 | 181.63 | 32.4 | 12.96 | 226.99
2027-03-13 13:00 | 171.31 | 29.05 | 11.62 | 211.98
2027-03-13 14:00 | 164.62 | 27.05 | 10.82 | 202.49
2027-03-13 15:00 | 162.45 | 26.2 | 10.48 | 199.13
2027-03-13 16:00 | 159.8 | 26.3 | 10.52 | 196.62
2027-03-13 17:00 | 158.05 | 26.4 | 10.56 | 195.01
2027-03-13 18:00 | 162.65 | 27.3 | 10.92 | 200.87
2027-03-13 19:00 | 166.07 | 27.85 | 11.14 | 205.06
2027-03-13 20:00 | 161.71 | 27.4 | 10.96 | 200.07
2027-03-13 21:00 | 155.24 | 26.05 | 10.42 | 191.71
2027-03-13 22:00 | 150.66 | 25.5 | 10.2 | 186.36
2027-03-13 23:00 | 146.98 | 25 | 10 | 181.98
2027-03-14 | 143.41 | 24.5 | 9.8 | 177.71
2027-03-14 01:00 | 143.03 | 24.5 | 9.8 | 177.33
2027-03-14 02:00 | 146.51 | 24.55 | 9.82 | 180.88
2027-03-14 03:00 | 149.39 | 25.2 | 10.08 | 184.67
2027-03-14 04:00 | 154.12 | 25.55 | 10.22 | 189.89
2027-03-14 05:00 | 160.23 | 26.6 | 10.64 | 197.47
2027-03-14 06:00 | 175.69 | 28.7 | 11.48 | 215.87
2027-03-14 07:00 | 198.84 | 33.4 | 13.36 | 245.6
2027-03-14 08:00 | 197.51 | 35.05 | 14.02 | 246.58
2027-03-14 09:00 | 181.15 | 32.35 | 12.94 | 226.44
2027-03-14 10:00 | 165.46 | 28.75 | 11.5 | 205.71
2027-03-14 11:00 | 156.65 | 26.3 | 10.52 | 193.47
2027-03-14 12:00 | 147.27 | 24.05 | 9.62 | 180.94
2027-03-14 13:00 | 149.31 | 24.1 | 9.64 | 183.05
2027-03-14 14:00 | 143.35 | 23.75 | 9.5 | 176.6
2027-03-14 15:00 | 153.58 | 25.05 | 10.02 | 188.65
2027-03-14 16:00 | 141.22 | 24.5 | 9.8 | 175.52
2027-03-14 17:00 | 134.96 | 22.85 | 9.14 | 166.95
2027-03-14 18:00 | 141.36 | 23.15 | 9.26 | 173.77
2027-03-14 19:00 | 152.67 | 24.7 | 9.88 | 187.25
2027-03-14 20:00 | 151.3 | 25.05 | 10.02 | 186.37
2027-03-14 21:00 | 144.38 | 24.5 | 9.8 | 178.68
2027-03-14 22:00 | 142.92 | 24.1 | 9.64 | 176.66
2027-03-14 23:00 | 139.89 | 23.95 | 9.58 | 173.42
2027-03-15 | 138.67 | 23.15 | 9.26 | 171.08
2027-03-15 01:00 | 143.67 | 23.25 | 9.3 | 176.22
2027-03-15 02:00 | 141.65 | 24.2 | 9.68 | 175.53
2027-03-15 03:00 | 146.19 | 25.25 | 10.1 | 181.54
2027-03-15 04:00 | 153.05 | 25.95 | 10.38 | 189.38
2027-03-15 05:00 | 161.73 | 27.2 | 10.88 | 199.81
2027-03-15 06:00 | 178.16 | 29.75 | 11.9 | 219.81
2027-03-15 07:00 | 198.85 | 33.95 | 13.58 | 246.38
2027-03-15 08:00 | 196.82 | 35.25 | 14.1 | 246.17
2027-03-15 09:00 | 176.1 | 31.75 | 12.7 | 220.55
2027-03-15 10:00 | 161.27 | 28.15 | 11.26 | 200.68
2027-03-15 11:00 | 149.11 | 25.6 | 10.24 | 184.95
2027-03-15 12:00 | 137.1 | 24.2 | 9.68 | 170.98
2027-03-15 13:00 | 133.17 | 23.35 | 9.34 | 165.86
2027-03-15 14:00 | 131.24 | 21.6 | 8.64 | 161.48
2027-03-15 15:00 | 129.72 | 20.6 | 8.24 | 158.56
2027-03-15 16:00 | 126.88 | 20.1 | 8.04 | 155.02
2027-03-15 17:00 | 126.89 | 20.1 | 8.04 | 155.03
2027-03-15 18:00 | 133.8 | 21.15 | 8.46 | 163.41
2027-03-15 19:00 | 141.27 | 23.4 | 9.36 | 174.03
2027-03-15 20:00 | 142.18 | 23.85 | 9.54 | 175.57
2027-03-15 21:00 | 136.21 | 23.15 | 9.26 | 168.62
2027-03-15 22:00 | 134.86 | 22.95 | 9.18 | 166.99
2027-03-15 23:00 | 130.44 | 22.75 | 9.1 | 162.29
2027-03-16 | 128.03 | 22.05 | 8.82 | 158.9
2027-03-16 01:00 | 129.14 | 21.95 | 8.78 | 159.87
2027-03-16 02:00 | 130.53 | 22.6 | 9.04 | 162.17
2027-03-16 03:00 | 133.51 | 22.55 | 9.02 | 165.08
2027-03-16 04:00 | 137.98 | 22.75 | 9.1 | 169.83
2027-03-16 05:00 | 145.38 | 23.45 | 9.38 | 178.21
2027-03-16 06:00 | 158.22 | 25.7 | 10.28 | 194.2
2027-03-16 07:00 | 181.89 | 29.55 | 11.82 | 223.26
2027-03-16 08:00 | 183.69 | 31.3 | 12.52 | 227.51
2027-03-16 09:00 | 168.56 | 29.2 | 11.68 | 209.44
2027-03-16 10:00 | 153.92 | 26.95 | 10.78 | 191.65
2027-03-16 11:00 | 141.8 | 23.9 | 9.56 | 175.26
2027-03-16 12:00 | 134.85 | 22.6 | 9.04 | 166.49
2027-03-16 13:00 | 128.64 | 21.2 | 8.48 | 158.32
2027-03-16 14:00 | 119.93 | 19.95 | 7.98 | 147.86
2027-03-16 15:00 | 119.62 | 19.3 | 7.72 | 146.64
2027-03-16 16:00 | 116.8 | 19.45 | 7.78 | 144.03
2027-03-16 17:00 | 120.15 | 20.25 | 8.1 | 148.5
2027-03-16 18:00 | 128.4 | 21.1 | 8.44 | 157.94
2027-03-16 19:00 | 133.43 | 21.9 | 8.76 | 164.09
2027-03-16 20:00 | 132.33 | 22.2 | 8.88 | 163.41
2027-03-16 21:00 | 127.65 | 21.6 | 8.64 | 157.89
2027-03-16 22:00 | 123.22 | 20.9 | 8.36 | 152.48
2027-03-16 23:00 | 123.51 | 20.9 | 8.36 | 152.77
2027-03-17 | 123.99 | 20.25 | 8.1 | 152.34
2027-03-17 01:00 | 122.04 | 20.6 | 8.24 | 150.88
2027-03-17 02:00 | 125.43 | 20.9 | 8.36 | 154.69
2027-03-17 03:00 | 128.96 | 21.25 | 8.5 | 158.71
2027-03-17 04:00 | 133.86 | 22.15 | 8.86 | 164.87
2027-03-17 05:00 | 143.71 | 23.4 | 9.36 | 176.47
2027-03-17 06:00 | 160.46 | 25.85 | 10.34 | 196.65
2027-03-17 07:00 | 185.97 | 30.45 | 12.18 | 228.6
2027-03-17 08:00 | 186.18 | 32.65 | 13.06 | 231.89
2027-03-17 09:00 | 169.37 | 30.45 | 12.18 | 212
2027-03-17 10:00 | 166.18 | 28.65 | 11.46 | 206.29
2027-03-17 11:00 | 162.87 | 24.65 | 9.86 | 197.38
2027-03-17 12:00 | 148.38 | 20.7 | 8.28 | 177.36
2027-03-17 13:00 | 153.94 | 21.3 | 8.52 | 183.76
2027-03-17 14:00 | 150.92 | 20.9 | 8.36 | 180.18
2027-03-17 15:00 | 146.82 | 20.1 | 8.04 | 174.96
2027-03-17 16:00 | 147.55 | 26.4 | 10.56 | 184.51
2027-03-17 17:00 | 151.36 | 24.75 | 9.9 | 186.01
2027-03-17 18:00 | 150.74 | 25.05 | 10.02 | 185.81
2027-03-17 19:00 | 153.41 | 25.7 | 10.28 | 189.39
2027-03-17 20:00 | 150.26 | 24.25 | 9.7 | 184.21
2027-03-17 21:00 | 143.09 | 25.65 | 10.26 | 179
2027-03-17 22:00 | 146.77 | 26.5 | 10.6 | 183.87
2027-03-17 23:00 | 143 | 28.8 | 11.52 | 183.32
2027-03-18 | 141.36 | 30.05 | 12.02 | 183.43
2027-03-18 01:00 | 143.82 | 29.35 | 11.74 | 184.91
2027-03-18 02:00 | 143.19 | 29.05 | 11.62 | 183.86
2027-03-18 03:00 | 142.33 | 29.15 | 11.66 | 183.14
2027-03-18 04:00 | 142.99 | 28.75 | 11.5 | 183.24
2027-03-18 05:00 | 142.64 | 29.05 | 11.62 | 183.31
2027-03-18 06:00 | 143.54 | 29.1 | 11.64 | 184.28
2027-03-18 07:00 | 142.88 | 29.35 | 11.74 | 183.97
2027-03-18 08:00 | 141.76 | 31.15 | 12.46 | 185.37
2027-03-18 09:00 | 141.44 | 31.85 | 12.74 | 186.03
2027-03-18 10:00 | 165.41 | 27.35 | 10.94 | 203.7
2027-03-18 11:00 | 158.99 | 24.65 | 9.86 | 193.5
2027-03-18 12:00 | 152.52 | 23.7 | 9.48 | 185.7
2027-03-18 13:00 | 140.28 | 22.8 | 9.12 | 172.2
2027-03-18 14:00 | 131.74 | 21.85 | 8.74 | 162.33
2027-03-18 15:00 | 128.66 | 21.15 | 8.46 | 158.27
2027-03-18 16:00 | 126.64 | 21.5 | 8.6 | 156.74
2027-03-18 17:00 | 129.84 | 21.2 | 8.48 | 159.52
2027-03-18 18:00 | 134.8 | 21.8 | 8.72 | 165.32
2027-03-18 19:00 | 143.66 | 23.7 | 9.48 | 176.84
2027-03-18 20:00 | 146.5 | 24.25 | 9.7 | 180.45
2027-03-18 21:00 | 143.5 | 24 | 9.6 | 177.1
2027-03-18 22:00 | 143.51 | 23.95 | 9.58 | 177.04
2027-03-18 23:00 | 143.09 | 24 | 9.6 | 176.69
2027-03-19 | 142.44 | 24 | 9.6 | 176.04
2027-03-19 01:00 | 144.11 | 24.7 | 9.88 | 178.69
2027-03-19 02:00 | 145.31 | 25.7 | 10.28 | 181.29
2027-03-19 03:00 | 148.07 | 26.55 | 10.62 | 185.24
2027-03-19 04:00 | 149.62 | 27.05 | 10.82 | 187.49
2027-03-19 05:00 | 151 | 27.55 | 11.02 | 189.57
2027-03-19 06:00 | 153.93 | 27.95 | 11.18 | 193.06
2027-03-19 07:00 | 157.33 | 28.3 | 11.32 | 196.95
2027-03-19 08:00 | 162.85 | 29.55 | 11.82 | 204.22
2027-03-19 09:00 | 174.22 | 31.15 | 12.46 | 217.83
2027-03-19 10:00 | 178.27 | 31.35 | 12.54 | 222.16
2027-03-19 11:00 | 179.79 | 31.05 | 12.42 | 223.26
2027-03-19 12:00 | 177.73 | 30.4 | 12.16 | 220.29
2027-03-19 13:00 | 175.1 | 29.9 | 11.96 | 216.96
2027-03-19 14:00 | 169.2 | 29.3 | 11.72 | 210.22
2027-03-19 15:00 | 165.77 | 28.75 | 11.5 | 206.02
2027-03-19 16:00 | 161.28 | 27.9 | 11.16 | 200.34
2027-03-19 17:00 | 156.51 | 27.75 | 11.1 | 195.36
2027-03-19 18:00 | 158.4 | 27.45 | 10.98 | 196.83
2027-03-19 19:00 | 159.51 | 27.55 | 11.02 | 198.08
2027-03-19 20:00 | 157.61 | 26.85 | 10.74 | 195.2
2027-03-19 21:00 | 150.9 | 25.8 | 10.32 | 187.02
2027-03-19 22:00 | 147.34 | 25.25 | 10.1 | 182.69
2027-03-19 23:00 | 144.18 | 24.9 | 9.96 | 179.04
2027-03-20 | 142.65 | 24.4 | 9.76 | 176.81
2027-03-20 01:00 | 144.75 | 24.45 | 9.78 | 178.98
2027-03-20 02:00 | 146.06 | 24.85 | 9.94 | 180.85
2027-03-20 03:00 | 147.1 | 25.2 | 10.08 | 182.38
2027-03-20 04:00 | 153.17 | 25.75 | 10.3 | 189.22
2027-03-20 05:00 | 161.08 | 26.5 | 10.6 | 198.18
2027-03-20 06:00 | 175 | 28.85 | 11.54 | 215.39
2027-03-20 07:00 | 196.52 | 32.9 | 13.16 | 242.58
2027-03-20 08:00 | 195.29 | 34.35 | 13.74 | 243.38
2027-03-20 09:00 | 179.15 | 32.55 | 13.02 | 224.72
2027-03-20 10:00 | 167.18 | 29.85 | 11.94 | 208.97
2027-03-20 11:00 | 161.29 | 27.95 | 11.18 | 200.42
2027-03-20 12:00 | 158.59 | 26.5 | 10.6 | 195.69
2027-03-20 13:00 | 158.68 | 26.25 | 10.5 | 195.43
2027-03-20 14:00 | 151.43 | 24.55 | 9.82 | 185.8
2027-03-20 15:00 | 150.95 | 25.85 | 10.34 | 187.14
2027-03-20 16:00 | 155.46 | 25.1 | 10.04 | 190.6
2027-03-20 17:00 | 153.44 | 25.25 | 10.1 | 188.79
2027-03-20 18:00 | 153.89 | 25.85 | 10.34 | 190.08
2027-03-20 19:00 | 154.76 | 25.9 | 10.36 | 191.02
2027-03-20 20:00 | 150.23 | 25.75 | 10.3 | 186.28
2027-03-20 21:00 | 145.35 | 24.5 | 9.8 | 179.65
2027-03-20 22:00 | 142.2 | 23.9 | 9.56 | 175.66
2027-03-20 23:00 | 139.38 | 23.35 | 9.34 | 172.07
2027-03-21 | 137.73 | 22.95 | 9.18 | 169.86
2027-03-21 01:00 | 140.11 | 23.45 | 9.38 | 172.94
2027-03-21 02:00 | 143.5 | 24.4 | 9.76 | 177.66
2027-03-21 03:00 | 147.21 | 24.95 | 9.98 | 182.14
2027-03-21 04:00 | 153.49 | 25.5 | 10.2 | 189.19
2027-03-21 05:00 | 161.57 | 26.65 | 10.66 | 198.88
2027-03-21 06:00 | 174.38 | 28.85 | 11.54 | 214.77
2027-03-21 07:00 | 198.3 | 33.25 | 13.3 | 244.85
2027-03-21 08:00 | 193.94 | 34.25 | 13.7 | 241.89
2027-03-21 09:00 | 181.05 | 32.1 | 12.84 | 225.99
2027-03-21 10:00 | 163.19 | 28.5 | 11.4 | 203.09
2027-03-21 11:00 | 154.51 | 25.65 | 10.26 | 190.42
2027-03-21 12:00 | 157.28 | 26.55 | 10.62 | 194.45
2027-03-21 13:00 | 150.13 | 25.05 | 10.02 | 185.2
2027-03-21 14:00 | 158.53 | 25.4 | 10.16 | 194.09
2027-03-21 15:00 | 146.6 | 23.6 | 9.44 | 179.64
2027-03-21 16:00 | 141.02 | 23.05 | 9.22 | 173.29
2027-03-21 17:00 | 136.37 | 22.4 | 8.96 | 167.73
2027-03-21 18:00 | 142.84 | 24.7 | 9.88 | 177.42
2027-03-21 19:00 | 158.86 | 26.25 | 10.5 | 195.61
2027-03-21 20:00 | 157.99 | 26.8 | 10.72 | 195.51
2027-03-21 21:00 | 149.12 | 26 | 10.4 | 185.52
2027-03-21 22:00 | 148.43 | 25.35 | 10.14 | 183.92
2027-03-21 23:00 | 146.53 | 25.05 | 10.02 | 181.6
2027-03-22 | 143.52 | 24.25 | 9.7 | 177.47
2027-03-22 01:00 | 144.94 | 24.6 | 9.84 | 179.38
2027-03-22 02:00 | 147.26 | 25.45 | 10.18 | 182.89
2027-03-22 03:00 | 150.85 | 26 | 10.4 | 187.25
2027-03-22 04:00 | 156.47 | 26.55 | 10.62 | 193.64
2027-03-22 05:00 | 163.09 | 27.75 | 11.1 | 201.94
2027-03-22 06:00 | 176.61 | 30.1 | 12.04 | 218.75
2027-03-22 07:00 | 199.59 | 34.7 | 13.88 | 248.17
2027-03-22 08:00 | 192.59 | 35.3 | 14.12 | 242.01
2027-03-22 09:00 | 178.33 | 31.35 | 12.54 | 222.22
2027-03-22 10:00 | 162.2 | 28.95 | 11.58 | 202.73
2027-03-22 11:00 | 153.49 | 25.7 | 10.28 | 189.47
2027-03-22 12:00 | 148.4 | 24.75 | 9.9 | 183.05
2027-03-22 13:00 | 147.51 | 23.55 | 9.42 | 180.48
2027-03-22 14:00 | 142.48 | 23.05 | 9.22 | 174.75
2027-03-22 15:00 | 136.39 | 22 | 8.8 | 167.19
2027-03-22 16:00 | 134.77 | 22.2 | 8.88 | 165.85
2027-03-22 17:00 | 134.48 | 22.65 | 9.06 | 166.19
2027-03-22 18:00 | 135.94 | 23.45 | 9.38 | 168.77
2027-03-22 19:00 | 143.58 | 24.15 | 9.66 | 177.39
2027-03-22 20:00 | 142.81 | 24.6 | 9.84 | 177.25
2027-03-22 21:00 | 137.21 | 23.35 | 9.34 | 169.9
2027-03-22 22:00 | 138.65 | 23.3 | 9.32 | 171.27
2027-03-22 23:00 | 138.29 | 23.5 | 9.4 | 171.19
2027-03-23 | 136.87 | 23.5 | 9.4 | 169.77
2027-03-23 01:00 | 140.57 | 23.9 | 9.56 | 174.03
2027-03-23 02:00 | 145.45 | 25.1 | 10.04 | 180.59
2027-03-23 03:00 | 150.81 | 25.7 | 10.28 | 186.79
2027-03-23 04:00 | 159.08 | 26.8 | 10.72 | 196.6
2027-03-23 05:00 | 168.45 | 28.15 | 11.26 | 207.86
2027-03-23 06:00 | 186.54 | 31.15 | 12.46 | 230.15
2027-03-23 07:00 | 211.94 | 35.75 | 14.3 | 261.99
2027-03-23 08:00 | 211.41 | 37.75 | 15.1 | 264.26
2027-03-23 09:00 | 195.21 | 34.95 | 13.98 | 244.14
2027-03-23 10:00 | 179.17 | 31.25 | 12.5 | 222.92
2027-03-23 11:00 | 160.36 | 27.05 | 10.82 | 198.23
2027-03-23 12:00 | 143.52 | 23.9 | 9.56 | 176.98
2027-03-23 13:00 | 134.03 | 22.55 | 9.02 | 165.6
2027-03-23 14:00 | 126.3 | 20.85 | 8.34 | 155.49
2027-03-23 15:00 | 119.04 | 19.35 | 7.74 | 146.13
2027-03-23 16:00 | 115.99 | 14.75 | 5.9 | 136.64
2027-03-23 17:00 | 115.49 | 21.35 | 8.54 | 145.38
2027-03-23 18:00 | 119.48 | 22.15 | 8.86 | 150.49
2027-03-23 19:00 | 128.1 | 23.2 | 9.28 | 160.58
2027-03-23 20:00 | 134.69 | 22.15 | 8.86 | 165.7
2027-03-23 21:00 | 133.33 | 21.8 | 8.72 | 163.85
2027-03-23 22:00 | 133.07 | 22 | 8.8 | 163.87
2027-03-23 23:00 | 131.95 | 21.9 | 8.76 | 162.61
2027-03-24 | 132.44 | 21.8 | 8.72 | 162.96
2027-03-24 01:00 | 133.07 | 22.25 | 8.9 | 164.22
2027-03-24 02:00 | 137.33 | 23.4 | 9.36 | 170.09
2027-03-24 03:00 | 143.84 | 24.2 | 9.68 | 177.72
2027-03-24 04:00 | 150.5 | 25.6 | 10.24 | 186.34
2027-03-24 05:00 | 159.98 | 27.55 | 11.02 | 198.55
2027-03-24 06:00 | 177.8 | 30.1 | 12.04 | 219.94
2027-03-24 07:00 | 205.31 | 35.25 | 14.1 | 254.66
2027-03-24 08:00 | 204.49 | 37.5 | 15 | 256.99
2027-03-24 09:00 | 177.72 | 32.75 | 13.1 | 223.57
2027-03-24 10:00 | 162.23 | 28.55 | 11.42 | 202.2
2027-03-24 11:00 | 153.84 | 26.2 | 10.48 | 190.52
2027-03-24 12:00 | 141.11 | 24.2 | 9.68 | 174.99
2027-03-24 13:00 | 134.94 | 23 | 9.2 | 167.14
2027-03-24 14:00 | 130.2 | 21.25 | 8.5 | 159.95
2027-03-24 15:00 | 126.07 | 20.85 | 8.34 | 155.26
2027-03-24 16:00 | 121.07 | 20.55 | 8.22 | 149.84
2027-03-24 17:00 | 124.13 | 20.85 | 8.34 | 153.32
2027-03-24 18:00 | 132.24 | 22.05 | 8.82 | 163.11
2027-03-24 19:00 | 135.41 | 22.4 | 8.96 | 166.77
2027-03-24 20:00 | 136.05 | 22.65 | 9.06 | 167.76
2027-03-24 21:00 | 130.94 | 22.35 | 8.94 | 162.23
2027-03-24 22:00 | 128.9 | 22.15 | 8.86 | 159.91
2027-03-24 23:00 | 126.67 | 21.9 | 8.76 | 157.33
2027-03-25 | 124.97 | 21.65 | 8.66 | 155.28
2027-03-25 01:00 | 124.38 | 21.45 | 8.58 | 154.41
2027-03-25 02:00 | 126.08 | 21.75 | 8.7 | 156.53
2027-03-25 03:00 | 128.32 | 22.2 | 8.88 | 159.4
2027-03-25 04:00 | 131.28 | 22.75 | 9.1 | 163.13
2027-03-25 05:00 | 134.28 | 23.3 | 9.32 | 166.9
2027-03-25 06:00 | 139.84 | 24.55 | 9.82 | 174.21
2027-03-25 07:00 | 148.41 | 25.75 | 10.3 | 184.46
2027-03-25 08:00 | 155.27 | 26.95 | 10.78 | 193
2027-03-25 09:00 | 156.79 | 27.65 | 11.06 | 195.5
2027-03-25 10:00 | 156.52 | 27.85 | 11.14 | 195.51
2027-03-25 11:00 | 153.22 | 26.7 | 10.68 | 190.6
2027-03-25 12:00 | 147.17 | 26.05 | 10.42 | 183.64
2027-03-25 13:00 | 141.79 | 24.4 | 9.76 | 175.95
2027-03-25 14:00 | 140.25 | 23.9 | 9.56 | 173.71
2027-03-25 15:00 | 138.96 | 23.95 | 9.58 | 172.49
2027-03-25 16:00 | 138.53 | 23.4 | 9.36 | 171.29
2027-03-25 17:00 | 134.66 | 23.15 | 9.26 | 167.07
2027-03-25 18:00 | 138.09 | 23.2 | 9.28 | 170.57
2027-03-25 19:00 | 140.42 | 23.6 | 9.44 | 173.46
2027-03-25 20:00 | 142.02 | 24.45 | 9.78 | 176.25
2027-03-25 21:00 | 140.74 | 24.15 | 9.66 | 174.55
2027-03-25 22:00 | 139.5 | 23.85 | 9.54 | 172.89
2027-03-25 23:00 | 138.3 | 23.8 | 9.52 | 171.62
2027-03-26 | 137.24 | 24 | 9.6 | 170.84
2027-03-26 01:00 | 137.8 | 24.15 | 9.66 | 171.61
2027-03-26 02:00 | 139.11 | 24.42 | 9.77 | 173.3
2027-03-26 03:00 | 138.85 | 24.68 | 9.87 | 173.4
2027-03-26 04:00 | 139.12 | 24.95 | 9.98 | 174.05
2027-03-26 05:00 | 139.37 | 24.9 | 9.96 | 174.23
2027-03-26 06:00 | 143.08 | 25.2 | 10.08 | 178.36
2027-03-26 07:00 | 144.98 | 25.55 | 10.22 | 180.75
2027-03-26 08:00 | 150.32 | 26.05 | 10.42 | 186.79
2027-03-26 09:00 | 156.58 | 27.75 | 11.1 | 195.43
2027-03-26 10:00 | 159.86 | 28.7 | 11.48 | 200.04
2027-03-26 11:00 | 157.39 | 28.05 | 11.22 | 196.66
2027-03-26 12:00 | 150.93 | 26.65 | 10.66 | 188.24
2027-03-26 13:00 | 143.72 | 24.8 | 9.92 | 178.44
2027-03-26 14:00 | 135.55 | 22.95 | 9.18 | 167.68
2027-03-26 15:00 | 130.69 | 21.5 | 8.6 | 160.79
2027-03-26 16:00 | 132.41 | 21.45 | 8.58 | 162.44
2027-03-26 17:00 | 134.45 | 21.8 | 8.72 | 164.97
2027-03-26 18:00 | 139.22 | 22.55 | 9.02 | 170.79
2027-03-26 19:00 | 142.94 | 23.7 | 9.48 | 176.12
2027-03-26 20:00 | 144.38 | 24.25 | 9.7 | 178.33
2027-03-26 21:00 | 141.3 | 23.65 | 9.46 | 174.41
2027-03-26 22:00 | 139.21 | 23 | 9.2 | 171.41
2027-03-26 23:00 | 135.99 | 22.45 | 8.98 | 167.42
2027-03-27 | 133.98 | 22.2 | 8.88 | 165.06
2027-03-27 01:00 | 134.99 | 22 | 8.8 | 165.79
2027-03-27 02:00 | 136.82 | 22.75 | 9.1 | 168.67
2027-03-27 03:00 | 139.29 | 23.3 | 9.32 | 171.91
2027-03-27 04:00 | 145.16 | 24.15 | 9.66 | 178.97
2027-03-27 05:00 | 152.47 | 25.3 | 10.12 | 187.89
2027-03-27 06:00 | 165.04 | 27.35 | 10.94 | 203.33
2027-03-27 07:00 | 187.04 | 31.55 | 12.62 | 231.21
2027-03-27 08:00 | 191.84 | 33.25 | 13.3 | 238.39
2027-03-27 09:00 | 183.93 | 32.35 | 12.94 | 229.22
2027-03-27 10:00 | 172.44 | 30.2 | 12.08 | 214.72
2027-03-27 11:00 | 166.17 | 28.1 | 11.24 | 205.51
2027-03-27 12:00 | 159.25 | 26.6 | 10.64 | 196.49
2027-03-27 13:00 | 150.3 | 24.85 | 9.94 | 185.09
2027-03-27 14:00 | 145.22 | 22.05 | 8.82 | 176.09
2027-03-27 15:00 | 141.25 | 20.95 | 8.38 | 170.58
2027-03-27 16:00 | 135.78 | 19.8 | 7.92 | 163.5
2027-03-27 17:00 | 135.26 | 19.5 | 7.8 | 162.56
2027-03-27 18:00 | 139.37 | 19.95 | 7.98 | 167.3
2027-03-27 19:00 | 144.01 | 22.15 | 8.86 | 175.02
2027-03-27 20:00 | 143.26 | 22.65 | 9.06 | 174.97
2027-03-27 21:00 | 140.87 | 21.85 | 8.74 | 171.46
2027-03-27 22:00 | 138.17 | 21.6 | 8.64 | 168.41
2027-03-27 23:00 | 135.21 | 21.2 | 8.48 | 164.89
2027-03-28 | 132.2 | 20.5 | 8.2 | 160.9
2027-03-28 01:00 | 132.14 | 20.8 | 8.32 | 161.26
2027-03-28 02:00 | 134.63 | 21.3 | 8.52 | 164.45
2027-03-28 03:00 | 138.2 | 22.1 | 8.84 | 169.14
2027-03-28 04:00 | 143.99 | 23.1 | 9.24 | 176.33
2027-03-28 05:00 | 151.74 | 23.95 | 9.58 | 185.27
2027-03-28 06:00 | 164.76 | 26.5 | 10.6 | 201.86
2027-03-28 07:00 | 189.54 | 30.85 | 12.34 | 232.73
2027-03-28 08:00 | 194.54 | 33.25 | 13.3 | 241.09
2027-03-28 09:00 | 185.79 | 32.35 | 12.94 | 231.08
2027-03-28 10:00 | 172.84 | 30.2 | 12.08 | 215.12
2027-03-28 11:00 | 165.75 | 28.05 | 11.22 | 205.02
2027-03-28 12:00 | 150.55 | 26.2 | 10.48 | 187.23
2027-03-28 13:00 | 145.88 | 23.7 | 9.48 | 179.06
2027-03-28 14:00 | 139.13 | 21.6 | 8.64 | 169.37
2027-03-28 15:00 | 127.79 | 20.3 | 8.12 | 156.21
2027-03-28 16:00 | 123.72 | 19 | 7.6 | 150.32
2027-03-28 17:00 | 121.69 | 18.25 | 7.3 | 147.24
2027-03-28 18:00 | 121.01 | 18.45 | 7.38 | 146.84
2027-03-28 19:00 | 123.7 | 19.3 | 7.72 | 150.72
2027-03-28 20:00 | 128.92 | 20.3 | 8.12 | 157.34
2027-03-28 21:00 | 131.3 | 20.6 | 8.24 | 160.14
2027-03-28 22:00 | 129.8 | 20.55 | 8.22 | 158.57
2027-03-28 23:00 | 126.12 | 20.3 | 8.12 | 154.54
2027-03-29 | 120.89 | 19.7 | 7.88 | 148.47
2027-03-29 01:00 | 121.1 | 19.55 | 7.82 | 148.47
2027-03-29 02:00 | 122.64 | 19.9 | 7.96 | 150.5
2027-03-29 03:00 | 124.68 | 20.35 | 8.14 | 153.17
2027-03-29 04:00 | 129.35 | 20.8 | 8.32 | 158.47
2027-03-29 05:00 | 136.29 | 21.5 | 8.6 | 166.39
2027-03-29 06:00 | 147.27 | 23.75 | 9.5 | 180.52
2027-03-29 07:00 | 169.94 | 27.75 | 11.1 | 208.79
2027-03-29 08:00 | 174.13 | 29.65 | 11.86 | 215.64
2027-03-29 09:00 | 166.27 | 28.65 | 11.46 | 206.38
2027-03-29 10:00 | 161.91 | 27.4 | 10.96 | 200.27
2027-03-29 11:00 | 159.2 | 26.95 | 10.78 | 196.93
2027-03-29 12:00 | 153.63 | 26.1 | 10.44 | 190.17
2027-03-29 13:00 | 145.57 | 25.05 | 10.02 | 180.64
2027-03-29 14:00 | 144.45 | 24.35 | 9.74 | 178.54
2027-03-29 15:00 | 145.07 | 24.3 | 9.72 | 179.09
2027-03-29 16:00 | 135.03 | 23.55 | 9.42 | 168
2027-03-29 17:00 | 138.75 | 23.05 | 9.22 | 171.02
2027-03-29 18:00 | 139.75 | 23.85 | 9.54 | 173.14
2027-03-29 19:00 | 141.41 | 24.2 | 9.68 | 175.29
2027-03-29 20:00 | 140.45 | 24.1 | 9.64 | 174.19
2027-03-29 21:00 | 134.74 | 23.15 | 9.26 | 167.15
2027-03-29 22:00 | 131.1 | 22.6 | 9.04 | 162.74
2027-03-29 23:00 | 127 | 21.85 | 8.74 | 157.59
2027-03-30 | 122.37 | 21.1 | 8.44 | 151.91
2027-03-30 01:00 | 122.29 | 20.95 | 8.38 | 151.62
2027-03-30 02:00 | 123.73 | 21.35 | 8.54 | 153.62
2027-03-30 03:00 | 127.16 | 21.5 | 8.6 | 157.26
2027-03-30 04:00 | 131.13 | 21.95 | 8.78 | 161.86
2027-03-30 05:00 | 136.1 | 22.3 | 8.92 | 167.32
2027-03-30 06:00 | 146.41 | 24.5 | 9.8 | 180.71
2027-03-30 07:00 | 167.33 | 28.15 | 11.26 | 206.74
2027-03-30 08:00 | 167.38 | 29.3 | 11.72 | 208.4
2027-03-30 09:00 | 159.97 | 27.5 | 11 | 198.47
2027-03-30 10:00 | 155.99 | 26.2 | 10.48 | 192.67
2027-03-30 11:00 | 148.85 | 25 | 10 | 183.85
2027-03-30 12:00 | 145.16 | 24.05 | 9.62 | 178.83
2027-03-30 13:00 | 143.57 | 23.4 | 9.36 | 176.33
2027-03-30 14:00 | 138.02 | 22.95 | 9.18 | 170.15
2027-03-30 15:00 | 135.97 | 21.9 | 8.76 | 166.63
2027-03-30 16:00 | 133.14 | 23.4 | 9.36 | 165.9
2027-03-30 17:00 | 132.66 | 22.3 | 8.92 | 163.88
2027-03-30 18:00 | 130.88 | 22.55 | 9.02 | 162.45
2027-03-30 19:00 | 129.71 | 22.4 | 8.96 | 161.07
2027-03-30 20:00 | 134.04 | 21.9 | 8.76 | 164.7
2027-03-30 21:00 | 131.74 | 22 | 8.8 | 162.54
2027-03-30 22:00 | 129.07 | 21.5 | 8.6 | 159.17
2027-03-30 23:00 | 123.92 | 20.8 | 8.32 | 153.04
2027-03-31 | 119.83 | 20.25 | 8.1 | 148.18
2027-03-31 01:00 | 119.16 | 19.85 | 7.94 | 146.95
2027-03-31 02:00 | 119.78 | 20.25 | 8.1 | 148.13
2027-03-31 03:00 | 121.15 | 20.4 | 8.16 | 149.71
2027-03-31 04:00 | 122.34 | 20.6 | 8.24 | 151.18
2027-03-31 05:00 | 127.25 | 21.1 | 8.44 | 156.79
2027-03-31 06:00 | 138.3 | 22.7 | 9.08 | 170.08
2027-03-31 07:00 | 156.38 | 26.4 | 10.56 | 193.34
2027-03-31 08:00 | 156.18 | 27.3 | 10.92 | 194.4
2027-03-31 09:00 | 146.33 | 25.95 | 10.38 | 182.66
2027-03-31 10:00 | 130.35 | 23.25 | 9.3 | 162.9
2027-03-31 11:00 | 117.63 | 20.2 | 8.08 | 145.91
2027-03-31 12:00 | 107.55 | 18.35 | 7.34 | 133.24
2027-03-31 13:00 | 98.31 | 17 | 6.8 | 122.11
2027-03-31 14:00 | 94.85 | 16.2 | 6.48 | 117.53
2027-03-31 15:00 | 89.76 | 15.3 | 6.12 | 111.18
2027-03-31 16:00 | 88.52 | 14.6 | 5.84 | 108.96
2027-03-31 17:00 | 86.67 | 14.55 | 5.82 | 107.04
2027-03-31 18:00 | 90.74 | 14.45 | 5.78 | 110.97
2027-03-31 19:00 | 86.05 | 14.75 | 5.9 | 106.7
2027-03-31 20:00 | 91.07 | 15.05 | 6.02 | 112.14
2027-03-31 21:00 | 91.33 | 15.25 | 6.1 | 112.68
2027-03-31 22:00 | 92.35 | 15.25 | 6.1 | 113.7
2027-03-31 23:00 | 92.4 | 15.2 | 6.08 | 113.68
2027-04-01 | 92.24 | 14.6 | 5.84 | 112.68
2027-04-01 01:00 | 90.95 | 14.3 | 5.72 | 110.97
2027-04-01 02:00 | 90.04 | 14.35 | 5.74 | 110.13
2027-04-01 03:00 | 91.59 | 14.65 | 5.86 | 112.1
2027-04-01 04:00 | 94.36 | 14.95 | 5.98 | 115.29
2027-04-01 05:00 | 97.21 | 15.4 | 6.16 | 118.77
2027-04-01 06:00 | 102.26 | 16.6 | 6.64 | 125.5
2027-04-01 07:00 | 110.48 | 17.35 | 6.94 | 134.77
2027-04-01 08:00 | 117.78 | 19.2 | 7.68 | 144.66
2027-04-01 09:00 | 120.82 | 20.1 | 8.04 | 148.96
2027-04-01 10:00 | 120.09 | 19.95 | 7.98 | 148.02
2027-04-01 11:00 | 113.38 | 18.8 | 7.52 | 139.7
2027-04-01 12:00 | 107.43 | 17.85 | 7.14 | 132.42
2027-04-01 13:00 | 102.96 | 16.65 | 6.66 | 126.27
2027-04-01 14:00 | 95.45 | 15.95 | 6.38 | 117.78
2027-04-01 15:00 | 93.3 | 15.2 | 6.08 | 114.58
2027-04-01 16:00 | 93.57 | 15.25 | 6.1 | 114.92
2027-04-01 17:00 | 92.21 | 15.1 | 6.04 | 113.35
2027-04-01 18:00 | 96.13 | 15.05 | 6.02 | 117.2
2027-04-01 19:00 | 99.31 | 15.95 | 6.38 | 121.64
2027-04-01 20:00 | 99.15 | 15.85 | 6.34 | 121.34
2027-04-01 21:00 | 98.42 | 16.3 | 6.52 | 121.24
2027-04-01 22:00 | 94.55 | 15.8 | 6.32 | 116.67
2027-04-01 23:00 | 94.96 | 15.45 | 6.18 | 116.59
2027-04-02 | 93.8 | 15.35 | 6.14 | 115.29
2027-04-02 01:00 | 92.32 | 15.55 | 6.22 | 114.09
2027-04-02 02:00 | 92.63 | 15.35 | 6.14 | 114.12
2027-04-02 03:00 | 94.53 | 16.05 | 6.42 | 117
2027-04-02 04:00 | 96.57 | 16.05 | 6.42 | 119.04
2027-04-02 05:00 | 99.71 | 16.55 | 6.62 | 122.88
2027-04-02 06:00 | 104.53 | 17.45 | 6.98 | 128.96
2027-04-02 07:00 | 109.48 | 18.25 | 7.3 | 135.03
2027-04-02 08:00 | 116.22 | 19.6 | 7.84 | 143.66
2027-04-02 09:00 | 123.85 | 21.05 | 8.42 | 153.32
2027-04-02 10:00 | 123.36 | 21.5 | 8.6 | 153.46
2027-04-02 11:00 | 115.56 | 20.25 | 8.1 | 143.91
2027-04-02 12:00 | 113.45 | 19.4 | 7.76 | 140.61
2027-04-02 13:00 | 113.79 | 18.85 | 7.54 | 140.18
2027-04-02 14:00 | 111.18 | 17.6 | 7.04 | 135.82
2027-04-02 15:00 | 111.16 | 17.75 | 7.1 | 136.01
2027-04-02 16:00 | 113.04 | 18.65 | 7.46 | 139.15
2027-04-02 17:00 | 114.62 | 19.05 | 7.62 | 141.29
2027-04-02 18:00 | 117.39 | 19.5 | 7.8 | 144.69
2027-04-02 19:00 | 119.58 | 20.05 | 8.02 | 147.65
2027-04-02 20:00 | 121.23 | 20.15 | 8.06 | 149.44
2027-04-02 21:00 | 117.97 | 19.7 | 7.88 | 145.55
2027-04-02 22:00 | 115.57 | 19.2 | 7.68 | 142.45
2027-04-02 23:00 | 113 | 18.65 | 7.46 | 139.11
2027-04-03 | 110.64 | 18.3 | 7.32 | 136.26
2027-04-03 01:00 | 113 | 18.6 | 7.44 | 139.04
2027-04-03 02:00 | 119.04 | 19.8 | 7.92 | 146.76
2027-04-03 03:00 | 123.12 | 20.6 | 8.24 | 151.96
2027-04-03 04:00 | 129.16 | 21.6 | 8.64 | 159.4
2027-04-03 05:00 | 136.46 | 23 | 9.2 | 168.66
2027-04-03 06:00 | 150.02 | 25.45 | 10.18 | 185.65
2027-04-03 07:00 | 168.41 | 29.85 | 11.94 | 210.2
2027-04-03 08:00 | 167.81 | 31.6 | 12.64 | 212.05
2027-04-03 09:00 | 157.52 | 29.25 | 11.7 | 198.47
2027-04-03 10:00 | 146.53 | 26.54 | 10.62 | 183.69
2027-04-03 11:00 | 130.36 | 22.18 | 8.87 | 161.41
2027-04-03 12:00 | 123 | 20.65 | 8.26 | 151.91
2027-04-03 13:00 | 121.53 | 20.36 | 8.14 | 150.03
2027-04-03 14:00 | 116.48 | 19.31 | 7.72 | 143.51
2027-04-03 15:00 | 114.27 | 18.86 | 7.54 | 140.67
2027-04-03 16:00 | 111.45 | 18.24 | 7.3 | 136.99
2027-04-03 17:00 | 111.22 | 18.21 | 7.28 | 136.71
2027-04-03 18:00 | 112.2 | 18.42 | 7.37 | 137.99
2027-04-03 19:00 | 118.35 | 19.72 | 7.89 | 145.96
2027-04-03 20:00 | 119.82 | 20.04 | 8.02 | 147.88
2027-04-03 21:00 | 120.37 | 20.14 | 8.06 | 148.57
2027-04-03 22:00 | 118.5 | 19.76 | 7.9 | 146.16
2027-04-03 23:00 | 116.62 | 19.35 | 7.74 | 143.71
2027-04-04 | 114.7 | 18.92 | 7.57 | 141.19
2027-04-04 01:00 | 116.72 | 19.32 | 7.73 | 143.77
2027-04-04 02:00 | 119.94 | 20.01 | 8 | 147.95
2027-04-04 03:00 | 125.12 | 21.07 | 8.43 | 154.62
2027-04-04 04:00 | 130.56 | 22.18 | 8.87 | 161.61
2027-04-04 05:00 | 137.76 | 23.71 | 9.48 | 170.95
2027-04-04 06:00 | 152.47 | 26.84 | 10.73 | 190.04
2027-04-04 07:00 | 176.09 | 31.83 | 12.73 | 220.65
2027-04-04 08:00 | 177.73 | 32.18 | 12.87 | 222.78
2027-04-04 09:00 | 161.89 | 28.87 | 11.55 | 202.31
2027-04-04 10:00 | 139.18 | 24.05 | 9.62 | 172.85
2027-04-04 11:00 | 131.48 | 22.43 | 8.97 | 162.88
2027-04-04 12:00 | 117.91 | 19.57 | 7.83 | 145.31
2027-04-04 13:00 | 111.98 | 18.4 | 7.36 | 137.74
2027-04-04 14:00 | 105.73 | 17.06 | 6.83 | 129.62
2027-04-04 15:00 | 107.11 | 17.36 | 6.94 | 131.41
2027-04-04 16:00 | 103.01 | 16.51 | 6.6 | 126.12
2027-04-04 17:00 | 100.93 | 16.09 | 6.44 | 123.46
2027-04-04 18:00 | 103.87 | 16.69 | 6.68 | 127.24
2027-04-04 19:00 | 109.73 | 17.95 | 7.18 | 134.86
2027-04-04 20:00 | 114.1 | 18.86 | 7.54 | 140.5
2027-04-04 21:00 | 111.92 | 18.4 | 7.36 | 137.68
2027-04-04 22:00 | 108.09 | 17.59 | 7.04 | 132.72
2027-04-04 23:00 | 104.97 | 16.94 | 6.78 | 128.69
2027-04-05 | 101.22 | 16.17 | 6.47 | 123.86
2027-04-05 01:00 | 100.27 | 15.96 | 6.39 | 122.62
2027-04-05 02:00 | 101.67 | 16.23 | 6.49 | 124.39
2027-04-05 03:00 | 103.68 | 16.61 | 6.64 | 126.93
2027-04-05 04:00 | 107.36 | 17.4 | 6.96 | 131.72
2027-04-05 05:00 | 114.43 | 18.89 | 7.55 | 140.87
2027-04-05 06:00 | 126.91 | 21.5 | 8.6 | 157.01
2027-04-05 07:00 | 151.05 | 26.6 | 10.64 | 188.29
2027-04-05 08:00 | 153.71 | 27.18 | 10.87 | 191.76
2027-04-05 09:00 | 145.04 | 25.29 | 10.12 | 180.45
2027-04-05 10:00 | 138.05 | 23.8 | 9.52 | 171.37
2027-04-05 11:00 | 128.32 | 21.78 | 8.71 | 158.81
2027-04-05 12:00 | 122.9 | 20.67 | 8.27 | 151.84
2027-04-05 13:00 | 120.65 | 20.2 | 8.08 | 148.93
2027-04-05 14:00 | 118.05 | 19.69 | 7.87 | 145.61
2027-04-05 15:00 | 115.37 | 19.13 | 7.65 | 142.15
2027-04-05 16:00 | 112.32 | 18.48 | 7.39 | 138.19
2027-04-05 17:00 | 112.88 | 18.6 | 7.44 | 138.92
2027-04-05 18:00 | 114.66 | 18.97 | 7.59 | 141.22
2027-04-05 19:00 | 122.16 | 20.55 | 8.22 | 150.93
2027-04-05 20:00 | 124.54 | 21.03 | 8.41 | 153.98
2027-04-05 21:00 | 123.22 | 20.75 | 8.3 | 152.27
2027-04-05 22:00 | 123.08 | 20.72 | 8.29 | 152.09
2027-04-05 23:00 | 120.4 | 20.17 | 8.07 | 148.64
2027-04-06 | 121.36 | 20.37 | 8.15 | 149.88
2027-04-06 01:00 | 117.7 | 19.56 | 7.82 | 145.08
2027-04-06 02:00 | 120.01 | 20.01 | 8.01 | 148.03
2027-04-06 03:00 | 124.85 | 21.02 | 8.41 | 154.28
2027-04-06 04:00 | 129.42 | 21.96 | 8.78 | 160.16
2027-04-06 05:00 | 134.89 | 23.13 | 9.25 | 167.27
2027-04-06 06:00 | 148.46 | 25.99 | 10.4 | 184.85
2027-04-06 07:00 | 171.3 | 30.82 | 12.33 | 214.45
2027-04-06 08:00 | 173.37 | 31.28 | 12.51 | 217.16
2027-04-06 09:00 | 153.59 | 27.08 | 10.83 | 191.5
2027-04-06 10:00 | 145.61 | 25.45 | 10.18 | 181.24
2027-04-06 11:00 | 134.62 | 23.11 | 9.24 | 166.97
2027-04-06 12:00 | 132.74 | 22.64 | 9.05 | 164.43
2027-04-06 13:00 | 125.23 | 21.09 | 8.43 | 154.75
2027-04-06 14:00 | 122.61 | 20.56 | 8.22 | 151.39
2027-04-06 15:00 | 123.12 | 20.68 | 8.27 | 152.07
2027-04-06 16:00 | 119.75 | 19.96 | 7.99 | 147.7
2027-04-06 17:00 | 118.14 | 19.64 | 7.85 | 145.63
2027-04-06 18:00 | 122.86 | 20.61 | 8.24 | 151.71
2027-04-06 19:00 | 125.73 | 21.2 | 8.48 | 155.41
2027-04-06 20:00 | 127.55 | 21.59 | 8.64 | 157.78
2027-04-06 21:00 | 124.41 | 20.94 | 8.37 | 153.72
2027-04-06 22:00 | 121.62 | 20.36 | 8.14 | 150.12
2027-04-06 23:00 | 117.56 | 19.53 | 7.81 | 144.9
2027-04-07 | 113.93 | 18.78 | 7.51 | 140.22
2027-04-07 01:00 | 113.74 | 18.71 | 7.49 | 139.94
2027-04-07 02:00 | 114.72 | 18.9 | 7.56 | 141.18
2027-04-07 03:00 | 116.96 | 19.33 | 7.73 | 144.02
2027-04-07 04:00 | 120.09 | 19.99 | 8 | 148.08
2027-04-07 05:00 | 124.48 | 20.95 | 8.38 | 153.81
2027-04-07 06:00 | 133.85 | 22.93 | 9.17 | 165.95
2027-04-07 07:00 | 154.01 | 27.17 | 10.87 | 192.05
2027-04-07 08:00 | 158.67 | 28.17 | 11.27 | 198.11
2027-04-07 09:00 | 151.55 | 26.63 | 10.65 | 188.83
2027-04-07 10:00 | 145.81 | 25.4 | 10.16 | 181.37
2027-04-07 11:00 | 140.73 | 24.3 | 9.72 | 174.75
2027-04-07 12:00 | 134.35 | 23.01 | 9.2 | 166.56
2027-04-07 13:00 | 129.69 | 22.03 | 8.81 | 160.53
2027-04-07 14:00 | 123.8 | 20.84 | 8.33 | 152.97
2027-04-07 15:00 | 118.84 | 19.81 | 7.92 | 146.57
2027-04-07 16:00 | 118.33 | 19.67 | 7.87 | 145.87
2027-04-07 17:00 | 116.3 | 19.24 | 7.7 | 143.24
2027-04-07 18:00 | 117.52 | 19.51 | 7.81 | 144.84
2027-04-07 19:00 | 120.59 | 20.15 | 8.06 | 148.8
2027-04-07 20:00 | 121.28 | 20.31 | 8.12 | 149.71
2027-04-07 21:00 | 120.05 | 20.04 | 8.02 | 148.11
2027-04-07 22:00 | 118.7 | 19.75 | 7.9 | 146.35
2027-04-07 23:00 | 117.84 | 19.6 | 7.84 | 145.28
2027-04-08 | 115.54 | 19.09 | 7.64 | 142.27
2027-04-08 01:00 | 115.37 | 19.06 | 7.62 | 142.05
2027-04-08 02:00 | 115.75 | 19.15 | 7.66 | 142.56
2027-04-08 03:00 | 116.64 | 19.31 | 7.72 | 143.67
2027-04-08 04:00 | 117.63 | 19.49 | 7.8 | 144.92
2027-04-08 05:00 | 120.27 | 20.07 | 8.03 | 148.37
2027-04-08 06:00 | 124.71 | 20.96 | 8.38 | 154.05
2027-04-08 07:00 | 130.35 | 22.17 | 8.87 | 161.39
2027-04-08 08:00 | 135.85 | 23.29 | 9.32 | 168.46
2027-04-08 09:00 | 139.99 | 24.18 | 9.67 | 173.84
2027-04-08 10:00 | 133.75 | 22.87 | 9.15 | 165.77
2027-04-08 11:00 | 124.53 | 20.97 | 8.39 | 153.89
2027-04-08 12:00 | 115.53 | 19.12 | 7.65 | 142.3
2027-04-08 13:00 | 110.55 | 18.05 | 7.22 | 135.82
2027-04-08 14:00 | 108.23 | 17.57 | 7.03 | 132.83
2027-04-08 15:00 | 106.68 | 17.23 | 6.89 | 130.8
2027-04-08 16:00 | 107.66 | 17.47 | 6.99 | 132.12
2027-04-08 17:00 | 107.12 | 17.34 | 6.93 | 131.39
2027-04-08 18:00 | 106.89 | 17.3 | 6.92 | 131.11
2027-04-08 19:00 | 104.62 | 16.81 | 6.72 | 128.15
2027-04-08 20:00 | 107.96 | 17.53 | 7.01 | 132.5
2027-04-08 21:00 | 109.86 | 17.93 | 7.17 | 134.96
2027-04-08 22:00 | 109.23 | 17.79 | 7.12 | 134.14
2027-04-08 23:00 | 109.23 | 17.81 | 7.12 | 134.16
2027-04-09 | 108.77 | 17.72 | 7.09 | 133.58
2027-04-09 01:00 | 109.35 | 17.82 | 7.13 | 134.3
2027-04-09 02:00 | 110.22 | 18.02 | 7.21 | 135.45
2027-04-09 03:00 | 112.95 | 18.57 | 7.43 | 138.95
2027-04-09 04:00 | 115.09 | 19.02 | 7.61 | 141.72
2027-04-09 05:00 | 117.29 | 19.44 | 7.78 | 144.51
2027-04-09 06:00 | 121.88 | 20.41 | 8.16 | 150.45
2027-04-09 07:00 | 126.71 | 21.42 | 8.57 | 156.7
2027-04-09 08:00 | 129.93 | 22.1 | 8.84 | 160.87
2027-04-09 09:00 | 128.59 | 21.8 | 8.72 | 159.11
2027-04-09 10:00 | 124.25 | 20.91 | 8.36 | 153.52
2027-04-09 11:00 | 118.13 | 19.65 | 7.86 | 145.64
2027-04-09 12:00 | 111.14 | 18.16 | 7.26 | 136.56
2027-04-09 13:00 | 105.52 | 17 | 6.8 | 129.32
2027-04-09 14:00 | 101.16 | 16.1 | 6.44 | 123.7
2027-04-09 15:00 | 97.8 | 15.41 | 6.16 | 119.37
2027-04-09 16:00 | 93.63 | 14.55 | 5.82 | 114
2027-04-09 17:00 | 92.62 | 14.35 | 5.74 | 112.71
2027-04-09 18:00 | 94.44 | 14.72 | 5.89 | 115.05
2027-04-09 19:00 | 97.59 | 15.4 | 6.16 | 119.15
2027-04-09 20:00 | 99 | 15.71 | 6.28 | 120.99
2027-04-09 21:00 | 99.79 | 15.85 | 6.34 | 121.98
2027-04-09 22:00 | 97.98 | 15.48 | 6.19 | 119.65
2027-04-09 23:00 | 96.45 | 15.17 | 6.07 | 117.69
2027-04-10 | 94.23 | 14.7 | 5.88 | 114.81
2027-04-10 01:00 | 93.29 | 14.5 | 5.8 | 113.59
2027-04-10 02:00 | 93 | 14.42 | 5.77 | 113.19
2027-04-10 03:00 | 93.88 | 14.6 | 5.84 | 114.32
2027-04-10 04:00 | 98.72 | 15.62 | 6.25 | 120.59
2027-04-10 05:00 | 105.99 | 17.15 | 6.86 | 130
2027-04-10 06:00 | 115.82 | 19.2 | 7.68 | 142.7
2027-04-10 07:00 | 130.31 | 22.24 | 8.9 | 161.45
2027-04-10 08:00 | 137.52 | 23.76 | 9.5 | 170.78
2027-04-10 09:00 | 135.9 | 23.39 | 9.35 | 168.64
2027-04-10 10:00 | 130.74 | 22.31 | 8.92 | 161.97
2027-04-10 11:00 | 125.18 | 21.16 | 8.46 | 154.8
2027-04-10 12:00 | 117.64 | 19.57 | 7.83 | 145.04
2027-04-10 13:00 | 116.49 | 19.34 | 7.74 | 143.57
2027-04-10 14:00 | 118.28 | 19.68 | 7.87 | 145.83
2027-04-10 15:00 | 112.91 | 18.61 | 7.44 | 138.96
2027-04-10 16:00 | 110.18 | 18.04 | 7.22 | 135.44
2027-04-10 17:00 | 106.96 | 17.37 | 6.95 | 131.28
2027-04-10 18:00 | 110.91 | 18.19 | 7.28 | 136.38
2027-04-10 19:00 | 115.95 | 19.26 | 7.7 | 142.91
2027-04-10 20:00 | 116.7 | 19.37 | 7.75 | 143.82
2027-04-10 21:00 | 119.71 | 20.01 | 8.01 | 147.73
2027-04-10 22:00 | 119.44 | 19.97 | 7.99 | 147.4
2027-04-10 23:00 | 120.22 | 20.12 | 8.05 | 148.39
2027-04-11 | 118.36 | 19.73 | 7.89 | 145.98
2027-04-11 01:00 | 119.08 | 19.87 | 7.95 | 146.9
2027-04-11 02:00 | 121.22 | 20.32 | 8.13 | 149.67
2027-04-11 03:00 | 124.66 | 20.99 | 8.4 | 154.05
2027-04-11 04:00 | 131.92 | 22.5 | 9 | 163.42
2027-04-11 05:00 | 139.63 | 24.13 | 9.65 | 173.41
2027-04-11 06:00 | 147.82 | 25.86 | 10.34 | 184.02
2027-04-11 07:00 | 163.9 | 29.26 | 11.7 | 204.86
2027-04-11 08:00 | 166.36 | 29.73 | 11.89 | 207.98
2027-04-11 09:00 | 158.21 | 28.03 | 11.21 | 197.45
2027-04-11 10:00 | 146.71 | 25.62 | 10.25 | 182.58
2027-04-11 11:00 | 143.49 | 24.91 | 9.96 | 178.36
2027-04-11 12:00 | 133.87 | 22.89 | 9.16 | 165.92
2027-04-11 13:00 | 127.11 | 21.52 | 8.61 | 157.24
2027-04-11 14:00 | 123.67 | 20.81 | 8.33 | 152.81
2027-04-11 15:00 | 121.61 | 20.41 | 8.16 | 150.18
2027-04-11 16:00 | 118.22 | 19.66 | 7.86 | 145.74
2027-04-11 17:00 | 115.72 | 19.18 | 7.67 | 142.57
2027-04-11 18:00 | 122.34 | 20.52 | 8.21 | 151.07
2027-04-11 19:00 | 127.73 | 21.65 | 8.66 | 158.04
2027-04-11 20:00 | 127.17 | 21.57 | 8.63 | 157.37
2027-04-11 21:00 | 124.95 | 21.08 | 8.43 | 154.46
2027-04-11 22:00 | 121.79 | 20.43 | 8.17 | 150.39
2027-04-11 23:00 | 119.54 | 19.97 | 7.99 | 147.5
2027-04-12 | 117.45 | 19.53 | 7.81 | 144.79
2027-04-12 01:00 | 116.93 | 19.38 | 7.75 | 144.06
2027-04-12 02:00 | 117.16 | 19.41 | 7.76 | 144.33
2027-04-12 03:00 | 119.43 | 19.85 | 7.94 | 147.22
2027-04-12 04:00 | 121.71 | 20.37 | 8.15 | 150.23
2027-04-12 05:00 | 126.23 | 21.35 | 8.54 | 156.12
2027-04-12 06:00 | 135.44 | 23.29 | 9.32 | 168.05
2027-04-12 07:00 | 146.96 | 25.72 | 10.29 | 182.97
2027-04-12 08:00 | 151.56 | 26.68 | 10.67 | 188.91
2027-04-12 09:00 | 150.48 | 26.42 | 10.57 | 187.47
2027-04-12 10:00 | 147.72 | 25.83 | 10.33 | 183.88
2027-04-12 11:00 | 145.81 | 25.4 | 10.16 | 181.37
2027-04-12 12:00 | 143.36 | 24.89 | 9.96 | 178.21
2027-04-12 13:00 | 137.88 | 23.76 | 9.5 | 171.14
2027-04-12 14:00 | 133.97 | 22.94 | 9.18 | 166.09
2027-04-12 15:00 | 130.45 | 22.22 | 8.89 | 161.56
2027-04-12 16:00 | 125.91 | 21.27 | 8.51 | 155.69
2027-04-12 17:00 | 123.14 | 20.68 | 8.27 | 152.09
2027-04-12 18:00 | 118.81 | 19.77 | 7.91 | 146.49
2027-04-12 19:00 | 119.7 | 19.96 | 7.99 | 147.65
2027-04-12 20:00 | 122.25 | 20.49 | 8.2 | 150.94
2027-04-12 21:00 | 123.06 | 20.68 | 8.27 | 152.01
2027-04-12 22:00 | 122.55 | 20.58 | 8.23 | 151.36
2027-04-12 23:00 | 121.51 | 20.37 | 8.15 | 150.03
2027-04-13 | 118.43 | 19.71 | 7.88 | 146.02
2027-04-13 01:00 | 119.06 | 19.85 | 7.94 | 146.85
2027-04-13 02:00 | 119.9 | 20.01 | 8.01 | 147.92
2027-04-13 03:00 | 122.97 | 20.63 | 8.25 | 151.85
2027-04-13 04:00 | 126.34 | 21.33 | 8.53 | 156.2
2027-04-13 05:00 | 132.56 | 22.61 | 9.04 | 164.21
2027-04-13 06:00 | 138.59 | 23.87 | 9.55 | 172.01
2027-04-13 07:00 | 145.95 | 25.46 | 10.18 | 181.59
2027-04-13 08:00 | 150.74 | 26.49 | 10.59 | 187.82
2027-04-13 09:00 | 148.31 | 25.93 | 10.37 | 184.61
2027-04-13 10:00 | 145.94 | 25.45 | 10.18 | 181.57
2027-04-13 11:00 | 140.14 | 24.2 | 9.68 | 174.02
2027-04-13 12:00 | 134.61 | 23.06 | 9.22 | 166.89
2027-04-13 13:00 | 131.96 | 22.54 | 9.01 | 163.51
2027-04-13 14:00 | 125.98 | 21.29 | 8.52 | 155.79
2027-04-13 15:00 | 123.18 | 20.73 | 8.29 | 152.2
2027-04-13 16:00 | 120.81 | 20.21 | 8.08 | 149.1
2027-04-13 17:00 | 119.87 | 20.03 | 8.01 | 147.91
2027-04-13 18:00 | 120.95 | 20.23 | 8.09 | 149.27
2027-04-13 19:00 | 122.65 | 20.6 | 8.24 | 151.49
2027-04-13 20:00 | 124.15 | 20.94 | 8.38 | 153.47
2027-04-13 21:00 | 124.53 | 21.02 | 8.41 | 153.96
2027-04-13 22:00 | 124.16 | 20.93 | 8.37 | 153.46
2027-04-13 23:00 | 123.79 | 20.86 | 8.34 | 152.99
2027-04-14 | 122.4 | 20.58 | 8.23 | 151.21
2027-04-14 01:00 | 123.58 | 20.81 | 8.32 | 152.71
2027-04-14 02:00 | 124.05 | 20.89 | 8.36 | 153.3
2027-04-14 03:00 | 127.79 | 21.66 | 8.66 | 158.11
2027-04-14 04:00 | 131.09 | 22.29 | 8.92 | 162.3
2027-04-14 05:00 | 135.26 | 23.21 | 9.29 | 167.76
2027-04-14 06:00 | 139.78 | 24.13 | 9.65 | 173.56
2027-04-14 07:00 | 145.53 | 25.37 | 10.15 | 181.05
2027-04-14 08:00 | 148.3 | 25.96 | 10.38 | 184.64
2027-04-14 09:00 | 147.67 | 25.79 | 10.32 | 183.78
2027-04-14 10:00 | 140.72 | 24.34 | 9.74 | 174.8
2027-04-14 11:00 | 135.76 | 23.3 | 9.32 | 168.38
2027-04-14 12:00 | 136.52 | 23.45 | 9.38 | 169.35
2027-04-14 13:00 | 130.79 | 22.29 | 8.91 | 161.99
2027-04-14 14:00 | 122.5 | 20.57 | 8.23 | 151.3
2027-04-14 15:00 | 116.56 | 19.31 | 7.72 | 143.59
2027-04-14 16:00 | 112.33 | 18.46 | 7.38 | 138.17
2027-04-14 17:00 | 110.68 | 18.07 | 7.23 | 135.98
2027-04-14 18:00 | 112.29 | 18.41 | 7.36 | 138.06
2027-04-14 19:00 | 111.66 | 18.29 | 7.31 | 137.26
2027-04-14 20:00 | 115.21 | 19.02 | 7.61 | 141.84
2027-04-14 21:00 | 114.58 | 18.91 | 7.56 | 141.05
2027-04-14 22:00 | 111.6 | 18.29 | 7.32 | 137.21
2027-04-14 23:00 | 109.78 | 17.94 | 7.18 | 134.9
2027-04-15 | 108.63 | 17.68 | 7.07 | 133.38
2027-04-15 01:00 | 107.9 | 17.54 | 7.01 | 132.45
2027-04-15 02:00 | 107.75 | 17.48 | 6.99 | 132.22
2027-04-15 03:00 | 110.07 | 17.97 | 7.19 | 135.23
2027-04-15 04:00 | 111.86 | 18.34 | 7.34 | 137.54
2027-04-15 05:00 | 115.12 | 19.04 | 7.61 | 141.77
2027-04-15 06:00 | 121.17 | 20.27 | 8.11 | 149.55
2027-04-15 07:00 | 127.6 | 21.62 | 8.65 | 157.87
2027-04-15 08:00 | 132.27 | 22.6 | 9.04 | 163.91
2027-04-15 09:00 | 137.07 | 23.58 | 9.43 | 170.08
2027-04-15 10:00 | 137.69 | 23.72 | 9.49 | 170.9
2027-04-15 11:00 | 131.63 | 22.43 | 8.97 | 163.03
2027-04-15 12:00 | 129.04 | 21.92 | 8.77 | 159.73
2027-04-15 13:00 | 127.33 | 21.57 | 8.63 | 157.53
2027-04-15 14:00 | 122.79 | 20.58 | 8.23 | 151.6
2027-04-15 15:00 | 119.62 | 19.93 | 7.97 | 147.52
2027-04-15 16:00 | 113.53 | 18.69 | 7.48 | 139.7
2027-04-15 17:00 | 112.1 | 18.39 | 7.35 | 137.84
2027-04-15 18:00 | 113.71 | 18.74 | 7.5 | 139.95
2027-04-15 19:00 | 114.12 | 18.83 | 7.53 | 140.48
2027-04-15 20:00 | 117.31 | 19.48 | 7.79 | 144.58
2027-04-15 21:00 | 121.38 | 20.35 | 8.14 | 149.87
2027-04-15 22:00 | 121.8 | 20.45 | 8.18 | 150.43
2027-04-15 23:00 | 121.13 | 20.3 | 8.12 | 149.55
2027-04-16 | 120.57 | 20.18 | 8.07 | 148.82
2027-04-16 01:00 | 123.02 | 20.69 | 8.28 | 151.99
2027-04-16 02:00 | 125.7 | 21.22 | 8.49 | 155.41
2027-04-16 03:00 | 130.42 | 22.18 | 8.87 | 161.47
2027-04-16 04:00 | 132.41 | 22.63 | 9.05 | 164.09
2027-04-16 05:00 | 133.8 | 22.89 | 9.16 | 165.85
2027-04-16 06:00 | 137.55 | 23.65 | 9.46 | 170.66
2027-04-16 07:00 | 141.43 | 24.47 | 9.79 | 175.69
2027-04-16 08:00 | 145.67 | 25.35 | 10.14 | 181.16
2027-04-16 09:00 | 148.56 | 25.92 | 10.37 | 184.85
2027-04-16 10:00 | 146.37 | 25.48 | 10.19 | 182.04
2027-04-16 11:00 | 134.62 | 23.05 | 9.22 | 166.89
2027-04-16 12:00 | 127.5 | 21.55 | 8.62 | 157.67
2027-04-16 13:00 | 123.07 | 20.67 | 8.27 | 152.01
2027-04-16 14:00 | 114.95 | 18.97 | 7.59 | 141.51
2027-04-16 15:00 | 115.19 | 19.01 | 7.6 | 141.8
2027-04-16 16:00 | 116.93 | 19.36 | 7.74 | 144.03
2027-04-16 17:00 | 110.99 | 18.12 | 7.25 | 136.36
2027-04-16 18:00 | 116.21 | 19.21 | 7.69 | 143.11
2027-04-16 19:00 | 116.62 | 19.34 | 7.73 | 143.69
2027-04-16 20:00 | 116.52 | 19.31 | 7.72 | 143.55
2027-04-16 21:00 | 121.26 | 20.29 | 8.11 | 149.66
2027-04-16 22:00 | 123.67 | 20.79 | 8.32 | 152.78
2027-04-16 23:00 | 123.14 | 20.73 | 8.29 | 152.16
2027-04-17 | 122.61 | 20.58 | 8.23 | 151.42
2027-04-17 01:00 | 125.02 | 21.09 | 8.43 | 154.54
2027-04-17 02:00 | 128.14 | 21.73 | 8.69 | 158.56
2027-04-17 03:00 | 131.62 | 22.46 | 8.98 | 163.06
2027-04-17 04:00 | 136.27 | 23.43 | 9.37 | 169.07
2027-04-17 05:00 | 141.98 | 24.63 | 9.85 | 176.46
2027-04-17 06:00 | 149.18 | 26.11 | 10.45 | 185.74
2027-04-17 07:00 | 158.58 | 28.09 | 11.24 | 197.91
2027-04-17 08:00 | 156.92 | 27.76 | 11.11 | 195.79
2027-04-17 09:00 | 152.72 | 26.84 | 10.73 | 190.29
2027-04-17 10:00 | 150.14 | 26.31 | 10.52 | 186.97
2027-04-17 11:00 | 143.55 | 24.94 | 9.98 | 178.47
2027-04-17 12:00 | 138.64 | 23.94 | 9.58 | 172.16
2027-04-17 13:00 | 131.61 | 22.45 | 8.98 | 163.04
2027-04-17 14:00 | 127.99 | 21.71 | 8.68 | 158.38
2027-04-17 15:00 | 120.43 | 20.15 | 8.06 | 148.64
2027-04-17 16:00 | 115.7 | 19.13 | 7.65 | 142.48
2027-04-17 17:00 | 111.36 | 18.26 | 7.3 | 136.92
2027-04-17 18:00 | 110.35 | 18.04 | 7.22 | 135.61
2027-04-17 19:00 | 115.62 | 19.15 | 7.66 | 142.43
2027-04-17 20:00 | 119.41 | 19.9 | 7.96 | 147.27
2027-04-17 21:00 | 120.83 | 20.22 | 8.09 | 149.14
2027-04-17 22:00 | 119.7 | 19.99 | 8 | 147.69
2027-04-17 23:00 | 117.08 | 19.44 | 7.78 | 144.3
2027-04-18 | 114.8 | 18.96 | 7.58 | 141.34
2027-04-18 01:00 | 118.88 | 19.8 | 7.92 | 146.6
2027-04-18 02:00 | 122.53 | 20.54 | 8.22 | 151.29
2027-04-18 03:00 | 126.77 | 21.39 | 8.56 | 156.72
2027-04-18 04:00 | 134.98 | 23.12 | 9.25 | 167.35
2027-04-18 05:00 | 146.13 | 25.48 | 10.19 | 181.8
2027-04-18 06:00 | 161.88 | 28.77 | 11.51 | 202.16
2027-04-18 07:00 | 188.01 | 34.28 | 13.71 | 236
2027-04-18 08:00 | 186.71 | 34.01 | 13.61 | 234.33
2027-04-18 09:00 | 174.51 | 31.39 | 12.56 | 218.46
2027-04-18 10:00 | 160.23 | 28.43 | 11.37 | 200.03
2027-04-18 11:00 | 152.6 | 26.81 | 10.72 | 190.13
2027-04-18 12:00 | 145.76 | 25.37 | 10.15 | 181.28
2027-04-18 13:00 | 141.34 | 24.51 | 9.8 | 175.65
2027-04-18 14:00 | 141.57 | 24.56 | 9.83 | 175.96
2027-04-18 15:00 | 135.24 | 23.24 | 9.3 | 167.78
2027-04-18 16:00 | 128.4 | 21.79 | 8.71 | 158.9
2027-04-18 17:00 | 127.15 | 21.51 | 8.61 | 157.27
2027-04-18 18:00 | 126.21 | 21.32 | 8.53 | 156.06
2027-04-18 19:00 | 125.68 | 21.2 | 8.48 | 155.36
2027-04-18 20:00 | 130.97 | 22.34 | 8.93 | 162.24
2027-04-18 21:00 | 133.62 | 22.86 | 9.15 | 165.63
2027-04-18 22:00 | 135.3 | 23.21 | 9.28 | 167.79
2027-04-18 23:00 | 134.71 | 23.12 | 9.25 | 167.08
2027-04-19 | 134.2 | 23.01 | 9.21 | 166.42
2027-04-19 01:00 | 134.94 | 23.13 | 9.25 | 167.32
2027-04-19 02:00 | 140.49 | 24.26 | 9.7 | 174.45
2027-04-19 03:00 | 148.43 | 25.87 | 10.35 | 184.65
2027-04-19 04:00 | 155.18 | 27.27 | 10.91 | 193.36
2027-04-19 05:00 | 163.48 | 29.01 | 11.61 | 204.1
2027-04-19 06:00 | 178.94 | 32.3 | 12.92 | 224.16
2027-04-19 07:00 | 200.55 | 36.91 | 14.76 | 252.22
2027-04-19 08:00 | 197.05 | 36.2 | 14.48 | 247.73
2027-04-19 09:00 | 173.03 | 31.12 | 12.45 | 216.6
2027-04-19 10:00 | 158.52 | 28.09 | 11.24 | 197.85
2027-04-19 11:00 | 146.92 | 25.62 | 10.25 | 182.79
2027-04-19 12:00 | 138.53 | 23.88 | 9.55 | 171.96
2027-04-19 13:00 | 135.32 | 23.22 | 9.29 | 167.83
2027-04-19 14:00 | 132.64 | 22.68 | 9.07 | 164.39
2027-04-19 15:00 | 129.82 | 22.08 | 8.83 | 160.73
2027-04-19 16:00 | 133.42 | 22.86 | 9.14 | 165.42
2027-04-19 17:00 | 128.13 | 21.74 | 8.69 | 158.56
2027-04-19 18:00 | 127.69 | 21.64 | 8.66 | 157.99
2027-04-19 19:00 | 133.62 | 22.88 | 9.15 | 165.65
2027-04-19 20:00 | 132.83 | 22.7 | 9.08 | 164.61
2027-04-19 21:00 | 133.01 | 22.76 | 9.11 | 164.88
2027-04-19 22:00 | 133.36 | 22.85 | 9.14 | 165.35
2027-04-19 23:00 | 132.36 | 22.61 | 9.05 | 164.02
2027-04-20 | 129.68 | 22.05 | 8.82 | 160.55
2027-04-20 01:00 | 130.98 | 22.32 | 8.93 | 162.23
2027-04-20 02:00 | 132.73 | 22.6 | 9.04 | 164.37
2027-04-20 03:00 | 136.46 | 23.39 | 9.36 | 169.21
2027-04-20 04:00 | 141.9 | 24.54 | 9.82 | 176.26
2027-04-20 05:00 | 148.52 | 25.97 | 10.39 | 184.88
2027-04-20 06:00 | 163.93 | 29.22 | 11.69 | 204.84
2027-04-20 07:00 | 185.82 | 33.83 | 13.53 | 233.18
2027-04-20 08:00 | 184.01 | 33.44 | 13.38 | 230.83
2027-04-20 09:00 | 168.14 | 30.06 | 12.02 | 210.22
2027-04-20 10:00 | 152.51 | 26.79 | 10.71 | 190.01
2027-04-20 11:00 | 150.68 | 26.41 | 10.57 | 187.66
2027-04-20 12:00 | 150.56 | 26.41 | 10.56 | 187.53
2027-04-20 13:00 | 147.58 | 25.78 | 10.31 | 183.67
2027-04-20 14:00 | 148.45 | 25.96 | 10.39 | 184.8
2027-04-20 15:00 | 145.17 | 25.29 | 10.11 | 180.57
2027-04-20 16:00 | 133.13 | 22.76 | 9.11 | 165
2027-04-20 17:00 | 133.12 | 22.77 | 9.11 | 165
2027-04-20 18:00 | 132.87 | 22.69 | 9.07 | 164.63
2027-04-20 19:00 | 136.73 | 23.52 | 9.41 | 169.66
2027-04-20 20:00 | 137.25 | 23.66 | 9.46 | 170.37
2027-04-20 21:00 | 133.49 | 22.83 | 9.13 | 165.45
2027-04-20 22:00 | 129.77 | 22.05 | 8.82 | 160.64
2027-04-20 23:00 | 126.67 | 21.44 | 8.58 | 156.69
2027-04-21 | 122.06 | 20.46 | 8.18 | 150.7
2027-04-21 01:00 | 120.57 | 20.16 | 8.06 | 148.79
2027-04-21 02:00 | 120.92 | 20.19 | 8.08 | 149.19
2027-04-21 03:00 | 121.85 | 20.4 | 8.16 | 150.41
2027-04-21 04:00 | 124.54 | 20.94 | 8.38 | 153.86
2027-04-21 05:00 | 129.17 | 21.93 | 8.77 | 159.87
2027-04-21 06:00 | 138.82 | 23.96 | 9.58 | 172.36
2027-04-21 07:00 | 155.43 | 27.48 | 10.99 | 193.9
2027-04-21 08:00 | 159.88 | 28.43 | 11.37 | 199.68
2027-04-21 09:00 | 152.45 | 26.82 | 10.73 | 190
2027-04-21 10:00 | 146.05 | 25.47 | 10.19 | 181.71
2027-04-21 11:00 | 141.58 | 24.53 | 9.81 | 175.92
2027-04-21 12:00 | 136.32 | 23.43 | 9.37 | 169.12
2027-04-21 13:00 | 133.76 | 22.91 | 9.16 | 165.83
2027-04-21 14:00 | 124.98 | 21.08 | 8.43 | 154.49
2027-04-21 15:00 | 122.7 | 20.61 | 8.24 | 151.55
2027-04-21 16:00 | 123.33 | 20.74 | 8.3 | 152.37
2027-04-21 17:00 | 127.94 | 21.69 | 8.68 | 158.31
2027-04-21 18:00 | 130.48 | 22.23 | 8.89 | 161.6
2027-04-21 19:00 | 129.1 | 21.94 | 8.78 | 159.82
2027-04-21 20:00 | 129.38 | 21.99 | 8.8 | 160.17
2027-04-21 21:00 | 127.8 | 21.67 | 8.67 | 158.14
2027-04-21 22:00 | 128.11 | 21.71 | 8.68 | 158.5
2027-04-21 23:00 | 129.47 | 22.01 | 8.8 | 160.28
2027-04-22 | 129.39 | 21.99 | 8.79 | 160.17
2027-04-22 01:00 | 128.78 | 21.86 | 8.74 | 159.38
2027-04-22 02:00 | 131.62 | 22.46 | 8.98 | 163.06
2027-04-22 03:00 | 132.45 | 22.61 | 9.05 | 164.11
2027-04-22 04:00 | 138.22 | 23.82 | 9.53 | 171.57
2027-04-22 05:00 | 136.49 | 23.44 | 9.37 | 169.3
2027-04-22 06:00 | 141.64 | 24.49 | 9.8 | 175.93
2027-04-22 07:00 | 147.85 | 25.78 | 10.31 | 183.94
2027-04-22 08:00 | 152.04 | 26.65 | 10.66 | 189.35
2027-04-22 09:00 | 152.82 | 26.81 | 10.73 | 190.36
2027-04-22 10:00 | 153.17 | 26.9 | 10.76 | 190.83
2027-04-22 11:00 | 148.91 | 26.02 | 10.41 | 185.34
2027-04-22 12:00 | 139.49 | 24.08 | 9.63 | 173.2
2027-04-22 13:00 | 135.55 | 23.22 | 9.29 | 168.06
2027-04-22 14:00 | 130.06 | 22.09 | 8.84 | 160.99
2027-04-22 15:00 | 125.45 | 21.12 | 8.45 | 155.02
2027-04-22 16:00 | 121.05 | 20.23 | 8.09 | 149.37
2027-04-22 17:00 | 117.87 | 19.57 | 7.83 | 145.27
2027-04-22 18:00 | 117.7 | 19.51 | 7.8 | 145.01
2027-04-22 19:00 | 118.13 | 19.61 | 7.85 | 145.59
2027-04-22 20:00 | 119.35 | 19.89 | 7.96 | 147.2
2027-04-22 21:00 | 123.62 | 20.77 | 8.31 | 152.7
2027-04-22 22:00 | 125.18 | 21.1 | 8.44 | 154.72
2027-04-22 23:00 | 124.19 | 20.88 | 8.35 | 153.42
2027-04-23 | 123.11 | 20.67 | 8.27 | 152.05
2027-04-23 01:00 | 123.3 | 20.69 | 8.28 | 152.27
2027-04-23 02:00 | 123.61 | 20.75 | 8.3 | 152.66
2027-04-23 03:00 | 127.68 | 21.6 | 8.64 | 157.92
2027-04-23 04:00 | 130.66 | 22.22 | 8.89 | 161.77
2027-04-23 05:00 | 133.99 | 22.9 | 9.16 | 166.05
2027-04-23 06:00 | 138.28 | 23.8 | 9.52 | 171.6
2027-04-23 07:00 | 143.3 | 24.82 | 9.93 | 178.05
2027-04-23 08:00 | 148.37 | 25.9 | 10.36 | 184.63
2027-04-23 09:00 | 152.66 | 26.8 | 10.72 | 190.18
2027-04-23 10:00 | 144 | 25.02 | 10.01 | 179.03
2027-04-23 11:00 | 142.36 | 24.68 | 9.87 | 176.91
2027-04-23 12:00 | 135 | 23.13 | 9.25 | 167.38
2027-04-23 13:00 | 126.28 | 21.3 | 8.52 | 156.1
2027-04-23 14:00 | 122.53 | 20.52 | 8.21 | 151.26
2027-04-23 15:00 | 119.18 | 19.84 | 7.94 | 146.96
2027-04-23 16:00 | 117.78 | 19.57 | 7.83 | 145.18
2027-04-23 17:00 | 119.09 | 19.84 | 7.94 | 146.87
2027-04-23 18:00 | 119.09 | 19.83 | 7.93 | 146.85
2027-04-23 19:00 | 121.68 | 20.37 | 8.15 | 150.2
2027-04-23 20:00 | 123.96 | 20.83 | 8.33 | 153.12
2027-04-23 21:00 | 127.19 | 21.54 | 8.62 | 157.35
2027-04-23 22:00 | 124.85 | 21.04 | 8.42 | 154.31
2027-04-23 23:00 | 122.64 | 20.6 | 8.24 | 151.48
2027-04-24 | 119.91 | 20 | 8 | 147.91
2027-04-24 01:00 | 121 | 20.23 | 8.09 | 149.32
2027-04-24 02:00 | 124.04 | 20.84 | 8.34 | 153.22
2027-04-24 03:00 | 127.14 | 21.48 | 8.59 | 157.21
2027-04-24 04:00 | 130.39 | 22.18 | 8.87 | 161.44
2027-04-24 05:00 | 134.36 | 23.03 | 9.21 | 166.6
2027-04-24 06:00 | 146.12 | 25.49 | 10.19 | 181.8
2027-04-24 07:00 | 164.21 | 29.31 | 11.72 | 205.24
2027-04-24 08:00 | 165.62 | 29.56 | 11.82 | 207
2027-04-24 09:00 | 157.84 | 27.92 | 11.17 | 196.93
2027-04-24 10:00 | 148.74 | 26.07 | 10.43 | 185.24
2027-04-24 11:00 | 148.74 | 26.01 | 10.41 | 185.16
2027-04-24 12:00 | 147.08 | 25.7 | 10.28 | 183.06
2027-04-24 13:00 | 136.63 | 23.52 | 9.41 | 169.56
2027-04-24 14:00 | 137.8 | 21.4 | 8.56 | 167.76
2027-04-24 15:00 | 131.46 | 20.6 | 8.24 | 160.3
2027-04-24 16:00 | 118.36 | 19.85 | 7.94 | 146.15
2027-04-24 17:00 | 113.75 | 20 | 8 | 141.75
2027-04-24 18:00 | 114.08 | 20.5 | 8.2 | 142.78
2027-04-24 19:00 | 118.83 | 20.65 | 8.26 | 147.74
2027-04-24 20:00 | 121.32 | 20.3 | 8.12 | 149.74
2027-04-24 21:00 | 122.11 | 20.55 | 8.22 | 150.88
2027-04-24 22:00 | 123.74 | 20.35 | 8.14 | 152.23
2027-04-24 23:00 | 121.85 | 20.85 | 8.34 | 151.04
2027-04-25 | 120 | 20.8 | 8.32 | 149.12
2027-04-25 01:00 | 119.7 | 21.7 | 8.68 | 150.08
2027-04-25 02:00 | 122.8 | 22.4 | 8.96 | 154.16
2027-04-25 03:00 | 125.74 | 23.65 | 9.46 | 158.85
2027-04-25 04:00 | 133.16 | 25 | 10 | 168.16
2027-04-25 05:00 | 140.05 | 27.05 | 10.82 | 177.92
2027-04-25 06:00 | 150.34 | 31.35 | 12.54 | 194.23
2027-04-25 07:00 | 174.3 | 32.45 | 12.98 | 219.73
2027-04-25 08:00 | 179.44 | 29.6 | 11.84 | 220.88
2027-04-25 09:00 | 160.33 | 25.7 | 10.28 | 196.31
2027-04-25 10:00 | 148.9 | 22.1 | 8.84 | 179.84
2027-04-25 11:00 | 139.28 | 22.1 | 8.84 | 170.22
2027-04-25 12:00 | 130.33 | 22.1 | 8.84 | 161.27
2027-04-25 13:00 | 129.33 | 19.55 | 7.82 | 156.7
2027-04-25 14:00 | 121.74 | 20.25 | 8.1 | 150.09
2027-04-25 15:00 | 122.67 | 19.3 | 7.72 | 149.69
2027-04-25 16:00 | 115.36 | 20.4 | 8.16 | 143.92
2027-04-25 17:00 | 110.67 | 21.6 | 8.64 | 140.91
2027-04-25 18:00 | 126.6 | 21 | 8.4 | 156
2027-04-25 19:00 | 120.77 | 22.4 | 8.96 | 152.13
2027-04-25 20:00 | 123.94 | 21.3 | 8.52 | 153.76
2027-04-25 21:00 | 122.98 | 21.7 | 8.68 | 153.36
2027-04-25 22:00 | 120.45 | 21.2 | 8.48 | 150.13
2027-04-25 23:00 | 117.79 | 21.1 | 8.44 | 147.33
2027-04-26 | 118.23 | 21.45 | 8.58 | 148.26
2027-04-26 01:00 | 119.71 | 22.05 | 8.82 | 150.58
2027-04-26 02:00 | 124.64 | 23.05 | 9.22 | 156.91
2027-04-26 03:00 | 131.29 | 24.25 | 9.7 | 165.24
2027-04-26 04:00 | 137.99 | 25.75 | 10.3 | 174.04
2027-04-26 05:00 | 144.54 | 29 | 11.6 | 185.14
2027-04-26 06:00 | 160.2 | 33.65 | 13.46 | 207.31
2027-04-26 07:00 | 184.41 | 34 | 13.6 | 232.01
2027-04-26 08:00 | 175.79 | 29.75 | 11.9 | 217.44
2027-04-26 09:00 | 163.99 | 21 | 8.4 | 193.39
2027-04-26 10:00 | 150.47 | 13.9 | 5.56 | 169.93
2027-04-26 11:00 | 142.2 | 19.25 | 7.7 | 169.15
2027-04-26 12:00 | 152.18 | 17.4 | 6.96 | 176.54
2027-04-26 13:00 | 136.05 | 15 | 6 | 157.05
2027-04-26 14:00 | 118.38 | 18.55 | 7.42 | 144.35
2027-04-26 15:00 | 117.98 | 20.25 | 8.1 | 146.33
2027-04-26 16:00 | 112.16 | 20.65 | 8.26 | 141.07
2027-04-26 17:00 | 108.37 | 20.65 | 8.26 | 137.28
2027-04-26 18:00 | 113.83 | 19.35 | 7.74 | 140.92
2027-04-26 19:00 | 109.99 | 19 | 7.6 | 136.59
2027-04-26 20:00 | 109.54 | 19.3 | 7.72 | 136.56
2027-04-26 21:00 | 111.86 | 20.1 | 8.04 | 140
2027-04-26 22:00 | 116.47 | 20 | 8 | 144.47
2027-04-26 23:00 | 115.53 | 20.2 | 8.08 | 143.81
2027-04-27 | 112.9 | 20.2 | 8.08 | 141.18
2027-04-27 01:00 | 113.56 | 20.75 | 8.3 | 142.61
2027-04-27 02:00 | 115.22 | 21.75 | 8.7 | 145.67
2027-04-27 03:00 | 119.19 | 22.45 | 8.98 | 150.62
2027-04-27 04:00 | 125.21 | 23.05 | 9.22 | 157.48
2027-04-27 05:00 | 129.89 | 25.85 | 10.34 | 166.08
2027-04-27 06:00 | 139.02 | 30.25 | 12.1 | 181.37
2027-04-27 07:00 | 164.09 | 31.75 | 12.7 | 208.54
2027-04-27 08:00 | 174.88 | 20.9 | 8.36 | 204.14
2027-04-27 09:00 | 157.3 | 17.85 | 7.14 | 182.29
2027-04-27 10:00 | 152.62 | 16.85 | 6.74 | 176.21
2027-04-27 11:00 | 139.17 | 16.05 | 6.42 | 161.64
2027-04-27 12:00 | 127.71 | 15.5 | 6.2 | 149.41
2027-04-27 13:00 | 119.77 | 18.35 | 7.34 | 145.46
2027-04-27 14:00 | 118.22 | 21.15 | 8.46 | 147.83
2027-04-27 15:00 | 120.37 | 21.6 | 8.64 | 150.61
2027-04-27 16:00 | 125.5 | 21.45 | 8.58 | 155.53
2027-04-27 17:00 | 121.12 | 23.1 | 9.24 | 153.46
2027-04-27 18:00 | 130.29 | 23.5 | 9.4 | 163.19
2027-04-27 19:00 | 134.84 | 22.95 | 9.18 | 166.97
2027-04-27 20:00 | 132.32 | 22 | 8.8 | 163.12
2027-04-27 21:00 | 125.07 | 21.6 | 8.64 | 155.31
2027-04-27 22:00 | 121.82 | 21 | 8.4 | 151.22
2027-04-27 23:00 | 119.68 | 20.6 | 8.24 | 148.52
2027-04-28 | 115.6 | 20.5 | 8.2 | 144.3
2027-04-28 01:00 | 115.77 | 21 | 8.4 | 145.17
2027-04-28 02:00 | 116.46 | 21.3 | 8.52 | 146.28
2027-04-28 03:00 | 119.5 | 22 | 8.8 | 150.3
2027-04-28 04:00 | 123.66 | 22.35 | 8.94 | 154.95
2027-04-28 05:00 | 127.45 | 24.15 | 9.66 | 161.26
2027-04-28 06:00 | 136.44 | 28.5 | 11.4 | 176.34
2027-04-28 07:00 | 156.44 | 29.55 | 11.82 | 197.81
2027-04-28 08:00 | 163.2 | 27.55 | 11.02 | 201.77
2027-04-28 09:00 | 146.64 | 24.6 | 9.84 | 181.08
2027-04-28 10:00 | 134.51 | 24.25 | 9.7 | 168.46
2027-04-28 11:00 | 131.6 | 22.85 | 9.14 | 163.59
2027-04-28 12:00 | 125.48 | 22.25 | 8.9 | 156.63
2027-04-28 13:00 | 119.29 | 21.2 | 8.48 | 148.97
2027-04-28 14:00 | 117.91 | 20.85 | 8.34 | 147.1
2027-04-28 15:00 | 117.61 | 20.8 | 8.32 | 146.73
2027-04-28 16:00 | 119.4 | 20.05 | 8.02 | 147.47
2027-04-28 17:00 | 111 | 20.65 | 8.26 | 139.91
2027-04-28 18:00 | 112.96 | 19.4 | 7.76 | 140.12
2027-04-28 19:00 | 108.96 | 19.25 | 7.7 | 135.91
2027-04-28 20:00 | 114.64 | 19.6 | 7.84 | 142.08
2027-04-28 21:00 | 113.65 | 20.3 | 8.12 | 142.07
2027-04-28 22:00 | 116.34 | 20.1 | 8.04 | 144.48
2027-04-28 23:00 | 114.77 | 20.25 | 8.1 | 143.12
2027-04-29 | 113.6 | 19.9 | 7.96 | 141.46
2027-04-29 01:00 | 112.71 | 20.1 | 8.04 | 140.85
2027-04-29 02:00 | 113.36 | 20.9 | 8.36 | 142.62
2027-04-29 03:00 | 101.85 | 21.05 | 8.42 | 131.32
2027-04-29 04:00 | 101.48 | 22.05 | 8.82 | 132.35
2027-04-29 05:00 | 102.59 | 22.85 | 9.14 | 134.58
2027-04-29 06:00 | 109.14 | 24.25 | 9.7 | 143.09
2027-04-29 07:00 | 114.26 | 25.85 | 10.34 | 150.45
2027-04-29 08:00 | 115.7 | 25.2 | 10.08 | 150.98
2027-04-29 09:00 | 115.29 | 23.85 | 9.54 | 148.68
2027-04-29 10:00 | 111.71 | 23.85 | 9.54 | 145.1
2027-04-29 11:00 | 111.28 | 22.3 | 8.92 | 142.5
2027-04-29 12:00 | 112.72 | 21.65 | 8.66 | 143.03
2027-04-29 13:00 | 107.81 | 21.3 | 8.52 | 137.63
2027-04-29 14:00 | 104.76 | 20.75 | 8.3 | 133.81
2027-04-29 15:00 | 101.46 | 19 | 7.6 | 128.06
2027-04-29 16:00 | 95.21 | 18.8 | 7.52 | 121.53
2027-04-29 17:00 | 95.92 | 17.95 | 7.18 | 121.05
2027-04-29 18:00 | 92.88 | 18.75 | 7.5 | 119.13
2027-04-29 19:00 | 90.75 | 19.15 | 7.66 | 117.56
2027-04-29 20:00 | 94.42 | 18.55 | 7.42 | 120.39
2027-04-29 21:00 | 94.78 | 19.75 | 7.9 | 122.43
2027-04-29 22:00 | 98.79 | 19.75 | 7.9 | 126.44
2027-04-29 23:00 | 98.81 | 19.95 | 7.98 | 126.74
2027-04-30 | 102 | 20.05 | 8.02 | 130.07
2027-04-30 01:00 | 105.56 | 20.4 | 8.16 | 134.12
2027-04-30 02:00 | 106.07 | 20.75 | 8.3 | 135.12
2027-04-30 03:00 | 110.5 | 21.6 | 8.64 | 140.74
2027-04-30 04:00 | 113.28 | 22.8 | 9.12 | 145.2
2027-04-30 05:00 | 117.08 | 23.8 | 9.52 | 150.4
2027-04-30 06:00 | 123.82 | 24.55 | 9.82 | 158.19
2027-04-30 07:00 | 129.01 | 24.65 | 9.86 | 163.52
2027-04-30 08:00 | 125.79 | 23.9 | 9.56 | 159.25
2027-04-30 09:00 | 125.51 | 22.45 | 8.98 | 156.94
2027-04-30 10:00 | 120.67 | 21.1 | 8.44 | 150.21
2027-04-30 11:00 | 111.23 | 19.5 | 7.8 | 138.53
2027-04-30 12:00 | 104.23 | 18.6 | 7.44 | 130.27
2027-04-30 13:00 | 98.92 | 17.55 | 7.02 | 123.49
2027-04-30 14:00 | 94.49 | 16.85 | 6.74 | 118.08
2027-04-30 15:00 | 91.9 | 16.3 | 6.52 | 114.72
2027-04-30 16:00 | 89.82 | 16.35 | 6.54 | 112.71
2027-04-30 17:00 | 88.35 | 16.4 | 6.56 | 111.31
2027-04-30 18:00 | 93.1 | 16.95 | 6.78 | 116.83
2027-04-30 19:00 | 97.46 | 17.05 | 6.82 | 121.33
2027-04-30 20:00 | 98.54 | 17 | 6.8 | 122.34
2027-04-30 21:00 | 98.02 | 17.6 | 7.04 | 122.66
2027-04-30 22:00 | 102.18 | 17.35 | 6.94 | 126.47
2027-04-30 23:00 | 102.76 | 17.35 | 6.94 | 127.05
2027-05-01 | 102.43 | 17.35 | 6.94 | 126.72
2027-05-01 01:00 | 103.53 | 17.3 | 6.92 | 127.75
2027-05-01 02:00 | 105.88 | 17.85 | 7.14 | 130.87
2027-05-01 03:00 | 110.15 | 18.35 | 7.34 | 135.84
2027-05-01 04:00 | 115.71 | 19.3 | 7.72 | 142.73
2027-05-01 05:00 | 121.98 | 20.7 | 8.28 | 150.96
2027-05-01 06:00 | 133.01 | 22.45 | 8.98 | 164.44
2027-05-01 07:00 | 150.8 | 26.3 | 10.52 | 187.62
2027-05-01 08:00 | 146.47 | 27.1 | 10.84 | 184.41
2027-05-01 09:00 | 128.27 | 23.6 | 9.44 | 161.31
2027-05-01 10:00 | 117.69 | 20.75 | 8.3 | 146.74
2027-05-01 11:00 | 112.67 | 18.95 | 7.58 | 139.2
2027-05-01 12:00 | 101.04 | 18.2 | 7.28 | 126.52
2027-05-01 13:00 | 98.04 | 17.3 | 6.92 | 122.26
2027-05-01 14:00 | 95.32 | 16.15 | 6.46 | 117.93
2027-05-01 15:00 | 91.89 | 16.35 | 6.54 | 114.78
2027-05-01 16:00 | 88.38 | 15.65 | 6.26 | 110.29
2027-05-01 17:00 | 84.95 | 15.1 | 6.04 | 106.09
2027-05-01 18:00 | 90.13 | 16.25 | 6.5 | 112.88
2027-05-01 19:00 | 95.03 | 16.9 | 6.76 | 118.69
2027-05-01 20:00 | 97.6 | 16.6 | 6.64 | 120.84
2027-05-01 21:00 | 98.27 | 16.25 | 6.5 | 121.02
2027-05-01 22:00 | 98.36 | 16.7 | 6.68 | 121.74
2027-05-01 23:00 | 97.74 | 16.2 | 6.48 | 120.42
2027-05-02 | 96.37 | 16.1 | 6.44 | 118.91
2027-05-02 01:00 | 97.34 | 16.1 | 6.44 | 119.88
2027-05-02 02:00 | 98.93 | 17.05 | 6.82 | 122.8
2027-05-02 03:00 | 102.13 | 17.45 | 6.98 | 126.56
2027-05-02 04:00 | 107.63 | 18.25 | 7.3 | 133.18
2027-05-02 05:00 | 116.48 | 19.25 | 7.7 | 143.43
2027-05-02 06:00 | 130.99 | 21.65 | 8.66 | 161.3
2027-05-02 07:00 | 149.9 | 25.7 | 10.28 | 185.88
2027-05-02 08:00 | 142.28 | 25.4 | 10.16 | 177.84
2027-05-02 09:00 | 127.27 | 22.35 | 8.94 | 158.56
2027-05-02 10:00 | 114.93 | 18 | 7.2 | 140.13
2027-05-02 11:00 | 104.93 | 11.9 | 4.76 | 121.59
2027-05-02 12:00 | 98.09 | 11.85 | 4.74 | 114.68
2027-05-02 13:00 | 95.45 | 11.3 | 4.52 | 111.27
2027-05-02 14:00 | 91.62 | 11.05 | 4.42 | 107.09
2027-05-02 15:00 | 89.27 | 14.05 | 5.62 | 108.94
2027-05-02 16:00 | 88.15 | 15.25 | 6.1 | 109.5
2027-05-02 17:00 | 90.3 | 14.65 | 5.86 | 110.81
2027-05-02 18:00 | 91.19 | 15.45 | 6.18 | 112.82
2027-05-02 19:00 | 92.79 | 15.6 | 6.24 | 114.63
2027-05-02 20:00 | 93.97 | 16.3 | 6.52 | 116.79
2027-05-02 21:00 | 94.41 | 15.65 | 6.26 | 116.32
2027-05-02 22:00 | 94.59 | 15.65 | 6.26 | 116.5
2027-05-02 23:00 | 93.23 | 15.4 | 6.16 | 114.79
2027-05-03 | 91.73 | 14.95 | 5.98 | 112.66
2027-05-03 01:00 | 91.64 | 15 | 6 | 112.64
2027-05-03 02:00 | 93.73 | 15.35 | 6.14 | 115.22
2027-05-03 03:00 | 96.58 | 15.85 | 6.34 | 118.77
2027-05-03 04:00 | 100.76 | 16.25 | 6.5 | 123.51
2027-05-03 05:00 | 105.75 | 17.3 | 6.92 | 129.97
2027-05-03 06:00 | 117.42 | 18.9 | 7.56 | 143.88
2027-05-03 07:00 | 136.79 | 22.65 | 9.06 | 168.5
2027-05-03 08:00 | 135.12 | 23.85 | 9.54 | 168.51
2027-05-03 09:00 | 119.83 | 22.4 | 8.96 | 151.19
2027-05-03 10:00 | 105.78 | 19.45 | 7.78 | 133.01
2027-05-03 11:00 | 95.26 | 16.7 | 6.68 | 118.64
2027-05-03 12:00 | 90.02 | 15.8 | 6.32 | 112.14
2027-05-03 13:00 | 86.58 | 15.15 | 6.06 | 107.79
2027-05-03 14:00 | 82.13 | 14.5 | 5.8 | 102.43
2027-05-03 15:00 | 85.26 | 13.95 | 5.58 | 104.79
2027-05-03 16:00 | 79.12 | 13.8 | 5.52 | 98.44
2027-05-03 17:00 | 79.39 | 13.8 | 5.52 | 98.71
2027-05-03 18:00 | 80.94 | 14.1 | 5.64 | 100.68
2027-05-03 19:00 | 84.77 | 14.45 | 5.78 | 105
2027-05-03 20:00 | 83.31 | 14.65 | 5.86 | 103.82
2027-05-03 21:00 | 84.28 | 13.95 | 5.58 | 103.81
2027-05-03 22:00 | 85.23 | 14.5 | 5.8 | 105.53
2027-05-03 23:00 | 85.07 | 14.25 | 5.7 | 105.02
2027-05-04 | 82.91 | 13.6 | 5.44 | 101.95
2027-05-04 01:00 | 83.32 | 13.5 | 5.4 | 102.22
2027-05-04 02:00 | 85.12 | 14 | 5.6 | 104.72
2027-05-04 03:00 | 87.68 | 14.5 | 5.8 | 107.98
2027-05-04 04:00 | 92.89 | 15.05 | 6.02 | 113.96
2027-05-04 05:00 | 97.6 | 16 | 6.4 | 120
2027-05-04 06:00 | 110.71 | 17.45 | 6.98 | 135.14
2027-05-04 07:00 | 127.65 | 21.05 | 8.42 | 157.12
2027-05-04 08:00 | 125.76 | 22.1 | 8.84 | 156.7
2027-05-04 09:00 | 110.11 | 20.7 | 8.28 | 139.09
2027-05-04 10:00 | 107.08 | 18.5 | 7.4 | 132.98
2027-05-04 11:00 | 104.02 | 17.5 | 7 | 128.52
2027-05-04 12:00 | 96.94 | 16.5 | 6.6 | 120.04
2027-05-04 13:00 | 92.22 | 15 | 6 | 113.22
2027-05-04 14:00 | 87.3 | 14.65 | 5.86 | 107.81
2027-05-04 15:00 | 84.39 | 14.45 | 5.78 | 104.62
2027-05-04 16:00 | 82.12 | 13.65 | 5.46 | 101.23
2027-05-04 17:00 | 80.85 | 13.55 | 5.42 | 99.82
2027-05-04 18:00 | 81.82 | 14.4 | 5.76 | 101.98
2027-05-04 19:00 | 83.93 | 14.65 | 5.86 | 104.44
2027-05-04 20:00 | 83.88 | 14.5 | 5.8 | 104.18
2027-05-04 21:00 | 83.9 | 14.35 | 5.74 | 103.99
2027-05-04 22:00 | 82.99 | 14.45 | 5.78 | 103.22
2027-05-04 23:00 | 83.14 | 14.15 | 5.66 | 102.95
2027-05-05 | 82.02 | 13.9 | 5.56 | 101.48
2027-05-05 01:00 | 83.43 | 13.85 | 5.54 | 102.82
2027-05-05 02:00 | 85.8 | 14.15 | 5.66 | 105.61
2027-05-05 03:00 | 88.01 | 14.85 | 5.94 | 108.8
2027-05-05 04:00 | 92.58 | 15.05 | 6.02 | 113.65
2027-05-05 05:00 | 98.49 | 15.8 | 6.32 | 120.61
2027-05-05 06:00 | 111.03 | 17.8 | 7.12 | 135.95
2027-05-05 07:00 | 126.92 | 21.2 | 8.48 | 156.6
2027-05-05 08:00 | 120.99 | 21.4 | 8.56 | 150.95
2027-05-05 09:00 | 110.23 | 18.95 | 7.58 | 136.76
2027-05-05 10:00 | 98.68 | 16.35 | 6.54 | 121.57
2027-05-05 11:00 | 94.56 | 16.25 | 6.5 | 117.31
2027-05-05 12:00 | 88.23 | 14.35 | 5.74 | 108.32
2027-05-05 13:00 | 83.64 | 12.45 | 4.98 | 101.07
2027-05-05 14:00 | 80.02 | 13.85 | 5.54 | 99.41
2027-05-05 15:00 | 80.82 | 13.85 | 5.54 | 100.21
2027-05-05 16:00 | 80.37 | 13.1 | 5.24 | 98.71
2027-05-05 17:00 | 85.67 | 14.45 | 5.78 | 105.9
2027-05-05 18:00 | 87.42 | 14.3 | 5.72 | 107.44
2027-05-05 19:00 | 87.77 | 14.85 | 5.94 | 108.56
2027-05-05 20:00 | 89.56 | 14.5 | 5.8 | 109.86
2027-05-05 21:00 | 85.89 | 14.2 | 5.68 | 105.77
2027-05-05 22:00 | 84.14 | 13.85 | 5.54 | 103.53
2027-05-05 23:00 | 82.06 | 13.65 | 5.46 | 101.17
2027-05-06 | 80.7 | 13.45 | 5.38 | 99.53
2027-05-06 01:00 | 79.99 | 13.45 | 5.38 | 98.82
2027-05-06 02:00 | 80.25 | 13.2 | 5.28 | 98.73
2027-05-06 03:00 | 79.94 | 13.7 | 5.48 | 99.12
2027-05-06 04:00 | 80.99 | 13.7 | 5.48 | 100.17
2027-05-06 05:00 | 83.35 | 14.15 | 5.66 | 103.16
2027-05-06 06:00 | 88.05 | 14.65 | 5.86 | 108.56
2027-05-06 07:00 | 94.68 | 15.8 | 6.32 | 116.8
2027-05-06 08:00 | 99.15 | 16.5 | 6.6 | 122.25
2027-05-06 09:00 | 101.59 | 16.95 | 6.78 | 125.32
2027-05-06 10:00 | 102.84 | 16.75 | 6.7 | 126.29
2027-05-06 11:00 | 98.32 | 16 | 6.4 | 120.72
2027-05-06 12:00 | 89.79 | 15.15 | 6.06 | 111
2027-05-06 13:00 | 80.31 | 14.15 | 5.66 | 100.12
2027-05-06 14:00 | 76.65 | 13.1 | 5.24 | 94.99
2027-05-06 15:00 | 75.37 | 12.65 | 5.06 | 93.08
2027-05-06 16:00 | 76.13 | 12.5 | 5 | 93.63
2027-05-06 17:00 | 76.55 | 12.2 | 4.88 | 93.63
2027-05-06 18:00 | 77.61 | 12.35 | 4.94 | 94.9
2027-05-06 19:00 | 77.17 | 12.5 | 5 | 94.67
2027-05-06 20:00 | 77.16 | 13 | 5.2 | 95.36
2027-05-06 21:00 | 76.96 | 12.6 | 5.04 | 94.6
2027-05-06 22:00 | 78.99 | 12.9 | 5.16 | 97.05
2027-05-06 23:00 | 79.55 | 12.95 | 5.18 | 97.68
2027-05-07 | 78.13 | 12.55 | 5.02 | 95.7
2027-05-07 01:00 | 77.85 | 12.75 | 5.1 | 95.7
2027-05-07 02:00 | 77.92 | 12.75 | 5.1 | 95.77
2027-05-07 03:00 | 79.66 | 12.95 | 5.18 | 97.79
2027-05-07 04:00 | 81.6 | 13.4 | 5.36 | 100.36
2027-05-07 05:00 | 84.39 | 13.75 | 5.5 | 103.64
2027-05-07 06:00 | 88.72 | 14.45 | 5.78 | 108.95
2027-05-07 07:00 | 93.59 | 15 | 6 | 114.59
2027-05-07 08:00 | 94.47 | 15.95 | 6.38 | 116.8
2027-05-07 09:00 | 93.92 | 16.85 | 6.74 | 117.51
2027-05-07 10:00 | 91.78 | 15.55 | 6.22 | 113.55
2027-05-07 11:00 | 84.13 | 14.35 | 5.74 | 104.22
2027-05-07 12:00 | 79 | 13.7 | 5.48 | 98.18
2027-05-07 13:00 | 77.71 | 13.35 | 5.34 | 96.4
2027-05-07 14:00 | 76.6 | 13.15 | 5.26 | 95.01
2027-05-07 15:00 | 73.79 | 12.6 | 5.04 | 91.43
2027-05-07 16:00 | 74.32 | 12.6 | 5.04 | 91.96
2027-05-07 17:00 | 74.66 | 12.65 | 5.06 | 92.37
2027-05-07 18:00 | 80.18 | 13.3 | 5.32 | 98.8
2027-05-07 19:00 | 86.21 | 14.65 | 5.86 | 106.72
2027-05-07 20:00 | 88.01 | 14.35 | 5.74 | 108.1
2027-05-07 21:00 | 84.11 | 14 | 5.6 | 103.71
2027-05-07 22:00 | 81.85 | 13.3 | 5.32 | 100.47
2027-05-07 23:00 | 79.82 | 12.95 | 5.18 | 97.95
2027-05-08 | 77.87 | 12.4 | 4.96 | 95.23
2027-05-08 01:00 | 76.73 | 12.45 | 4.98 | 94.16
2027-05-08 02:00 | 76.83 | 12.65 | 5.06 | 94.54
2027-05-08 03:00 | 78.39 | 12.95 | 5.18 | 96.52
2027-05-08 04:00 | 81.24 | 13.3 | 5.32 | 99.86
2027-05-08 05:00 | 87.14 | 14.2 | 5.68 | 107.02
2027-05-08 06:00 | 100.58 | 16.3 | 6.52 | 123.4
2027-05-08 07:00 | 118.93 | 19.8 | 7.92 | 146.65
2027-05-08 08:00 | 116.63 | 20.15 | 8.06 | 144.84
2027-05-08 09:00 | 108.41 | 18.55 | 7.42 | 134.38
2027-05-08 10:00 | 103.78 | 17.35 | 6.94 | 128.07
2027-05-08 11:00 | 96.5 | 16.25 | 6.5 | 119.25
2027-05-08 12:00 | 92.15 | 15.7 | 6.28 | 114.13
2027-05-08 13:00 | 88.58 | 15.15 | 6.06 | 109.79
2027-05-08 14:00 | 84.64 | 14.4 | 5.76 | 104.8
2027-05-08 15:00 | 82.51 | 14.05 | 5.62 | 102.18
2027-05-08 16:00 | 81.02 | 13.9 | 5.56 | 100.48
2027-05-08 17:00 | 79.84 | 13.5 | 5.4 | 98.74
2027-05-08 18:00 | 81.87 | 14 | 5.6 | 101.47
2027-05-08 19:00 | 84.7 | 14.35 | 5.74 | 104.79
2027-05-08 20:00 | 84.99 | 14.3 | 5.72 | 105.01
2027-05-08 21:00 | 85.49 | 14.05 | 5.62 | 105.16
2027-05-08 22:00 | 90.08 | 14.6 | 5.84 | 110.52
2027-05-08 23:00 | 89.84 | 14.55 | 5.82 | 110.21
2027-05-09 | 86.3 | 14.45 | 5.78 | 106.53
2027-05-09 01:00 | 87.86 | 14.25 | 5.7 | 107.81
2027-05-09 02:00 | 90.41 | 14.75 | 5.9 | 111.06
2027-05-09 03:00 | 92.68 | 15.3 | 6.12 | 114.1
2027-05-09 04:00 | 97.84 | 16.1 | 6.44 | 120.38
2027-05-09 05:00 | 103.89 | 17.25 | 6.9 | 128.04
2027-05-09 06:00 | 113.66 | 19.4 | 7.76 | 140.82
2027-05-09 07:00 | 128.24 | 22.1 | 8.84 | 159.18
2027-05-09 08:00 | 124.67 | 22.85 | 9.14 | 156.66
2027-05-09 09:00 | 119.45 | 21.15 | 8.46 | 149.06
2027-05-09 10:00 | 114.36 | 19.45 | 7.78 | 141.59
2027-05-09 11:00 | 113.06 | 18.9 | 7.56 | 139.52
2027-05-09 12:00 | 110.51 | 17.85 | 7.14 | 135.5
2027-05-09 13:00 | 99.6 | 17.8 | 7.12 | 124.52
2027-05-09 14:00 | 94.88 | 16.8 | 6.72 | 118.4
2027-05-09 15:00 | 91.65 | 16.65 | 6.66 | 114.96
2027-05-09 16:00 | 90.84 | 16.45 | 6.58 | 113.87
2027-05-09 17:00 | 90.81 | 16 | 6.4 | 113.21
2027-05-09 18:00 | 95.36 | 17.35 | 6.94 | 119.65
2027-05-09 19:00 | 98.45 | 17.6 | 7.04 | 123.09
2027-05-09 20:00 | 101.95 | 17.95 | 7.18 | 127.08
2027-05-09 21:00 | 98.73 | 17.4 | 6.96 | 123.09
2027-05-09 22:00 | 98.39 | 16.95 | 6.78 | 122.12
2027-05-09 23:00 | 95.8 | 16.7 | 6.68 | 119.18
2027-05-10 | 92.2 | 16.4 | 6.56 | 115.16
2027-05-10 01:00 | 90.95 | 16 | 6.4 | 113.35
2027-05-10 02:00 | 91.95 | 16.4 | 6.56 | 114.91
2027-05-10 03:00 | 95.9 | 16.65 | 6.66 | 119.21
2027-05-10 04:00 | 98.91 | 17.25 | 6.9 | 123.06
2027-05-10 05:00 | 103.35 | 17.7 | 7.08 | 128.13
2027-05-10 06:00 | 115.02 | 19.05 | 7.62 | 141.69
2027-05-10 07:00 | 134.23 | 22.4 | 8.96 | 165.59
2027-05-10 08:00 | 135.17 | 23.6 | 9.44 | 168.21
2027-05-10 09:00 | 124.63 | 21.55 | 8.62 | 154.8
2027-05-10 10:00 | 117.87 | 20.55 | 8.22 | 146.64
2027-05-10 11:00 | 113.5 | 18.1 | 7.24 | 138.84
2027-05-10 12:00 | 104.51 | 17.75 | 7.1 | 129.36
2027-05-10 13:00 | 106.33 | 17.5 | 7 | 130.83
2027-05-10 14:00 | 104.06 | 17.5 | 7 | 128.56
2027-05-10 15:00 | 102.62 | 17.05 | 6.82 | 126.49
2027-05-10 16:00 | 100.04 | 17.05 | 6.82 | 123.91
2027-05-10 17:00 | 101.33 | 16.65 | 6.66 | 124.64
2027-05-10 18:00 | 102.96 | 17.45 | 6.98 | 127.39
2027-05-10 19:00 | 102.65 | 17.75 | 7.1 | 127.5
2027-05-10 20:00 | 104.55 | 17.55 | 7.02 | 129.12
2027-05-10 21:00 | 103.66 | 17.1 | 6.84 | 127.6
2027-05-10 22:00 | 102.23 | 16.9 | 6.76 | 125.89
2027-05-10 23:00 | 98.53 | 16.75 | 6.7 | 121.98
2027-05-11 | 93.62 | 16.2 | 6.48 | 116.3
2027-05-11 01:00 | 93.09 | 15.95 | 6.38 | 115.42
2027-05-11 02:00 | 93.77 | 16.05 | 6.42 | 116.24
2027-05-11 03:00 | 95.5 | 16.35 | 6.54 | 118.39
2027-05-11 04:00 | 99.48 | 16.5 | 6.6 | 122.58
2027-05-11 05:00 | 103.6 | 17 | 6.8 | 127.4
2027-05-11 06:00 | 114.05 | 18.5 | 7.4 | 139.95
2027-05-11 07:00 | 129.91 | 22.05 | 8.82 | 160.78
2027-05-11 08:00 | 130.79 | 23.05 | 9.22 | 163.06
2027-05-11 09:00 | 119.67 | 20.85 | 8.34 | 148.86
2027-05-11 10:00 | 105.8 | 19.15 | 7.66 | 132.61
2027-05-11 11:00 | 101.59 | 17.8 | 7.12 | 126.51
2027-05-11 12:00 | 96.97 | 16.2 | 6.48 | 119.65
2027-05-11 13:00 | 94.87 | 16.5 | 6.6 | 117.97
2027-05-11 14:00 | 90.23 | 15.9 | 6.36 | 112.49
2027-05-11 15:00 | 85.68 | 14.8 | 5.92 | 106.4
2027-05-11 16:00 | 81.69 | 14.4 | 5.76 | 101.85
2027-05-11 17:00 | 78.94 | 14.35 | 5.74 | 99.03
2027-05-11 18:00 | 79.41 | 14.25 | 5.7 | 99.36
2027-05-11 19:00 | 79.47 | 14.45 | 5.78 | 99.7
2027-05-11 20:00 | 80.78 | 14 | 5.6 | 100.38
2027-05-11 21:00 | 80.48 | 14.55 | 5.82 | 100.85
2027-05-11 22:00 | 82.11 | 14.55 | 5.82 | 102.48
2027-05-11 23:00 | 82.72 | 14.45 | 5.78 | 102.95
2027-05-12 | 82.95 | 14.05 | 5.62 | 102.62
2027-05-12 01:00 | 81.66 | 14.25 | 5.7 | 101.61
2027-05-12 02:00 | 84.3 | 14.35 | 5.74 | 104.39
2027-05-12 03:00 | 84.9 | 14.7 | 5.88 | 105.48
2027-05-12 04:00 | 87.06 | 14.8 | 5.92 | 107.78
2027-05-12 05:00 | 91.94 | 15.6 | 6.24 | 113.78
2027-05-12 06:00 | 99.71 | 17.15 | 6.86 | 123.72
2027-05-12 07:00 | 105.51 | 18.25 | 7.3 | 131.06
2027-05-12 08:00 | 103.87 | 19.05 | 7.62 | 130.54
2027-05-12 09:00 | 103.93 | 18.75 | 7.5 | 130.18
2027-05-12 10:00 | 97.98 | 17.75 | 7.1 | 122.83
2027-05-12 11:00 | 91.8 | 16.4 | 6.56 | 114.76
2027-05-12 12:00 | 84.82 | 15.45 | 6.18 | 106.45
2027-05-12 13:00 | 82.21 | 14.7 | 5.88 | 102.79
2027-05-12 14:00 | 80.68 | 13.75 | 5.5 | 99.93
2027-05-12 15:00 | 80.87 | 13.5 | 5.4 | 99.77
2027-05-12 16:00 | 84.49 | 14.15 | 5.66 | 104.3
2027-05-12 17:00 | 85.71 | 14.8 | 5.92 | 106.43
2027-05-12 18:00 | 89.94 | 14.5 | 5.8 | 110.24
2027-05-12 19:00 | 89.62 | 15.4 | 6.16 | 111.18
2027-05-12 20:00 | 88.58 | 14.9 | 5.96 | 109.44
2027-05-12 21:00 | 86.68 | 14.7 | 5.88 | 107.26
2027-05-12 22:00 | 86.74 | 15.05 | 6.02 | 107.81
2027-05-12 23:00 | 86.82 | 14.7 | 5.88 | 107.4
2027-05-13 | 84.95 | 14.85 | 5.94 | 105.74
2027-05-13 01:00 | 86.35 | 14.45 | 5.78 | 106.58
2027-05-13 02:00 | 86.41 | 15.1 | 6.04 | 107.55
2027-05-13 03:00 | 85.86 | 15.4 | 6.16 | 107.42
2027-05-13 04:00 | 87.99 | 15.35 | 6.14 | 109.48
2027-05-13 05:00 | 90.76 | 16 | 6.4 | 113.16
2027-05-13 06:00 | 96 | 16.7 | 6.68 | 119.38
2027-05-13 07:00 | 97.05 | 17.2 | 6.88 | 121.13
2027-05-13 08:00 | 95.97 | 16.85 | 6.74 | 119.56
2027-05-13 09:00 | 95.35 | 17.25 | 6.9 | 119.5
2027-05-13 10:00 | 93.65 | 16.15 | 6.46 | 116.26
2027-05-13 11:00 | 90.66 | 15.95 | 6.38 | 112.99
2027-05-13 12:00 | 83.01 | 14.8 | 5.92 | 103.73
2027-05-13 13:00 | 76.63 | 13.85 | 5.54 | 96.02
2027-05-13 14:00 | 73.44 | 13.1 | 5.24 | 91.78
2027-05-13 15:00 | 72.57 | 13 | 5.2 | 90.77
2027-05-13 16:00 | 71.43 | 13.1 | 5.24 | 89.77
2027-05-13 17:00 | 73.73 | 13 | 5.2 | 91.93
2027-05-13 18:00 | 75.75 | 13.1 | 5.24 | 94.09
2027-05-13 19:00 | 78.7 | 13.15 | 5.26 | 97.11
2027-05-13 20:00 | 77.65 | 13.6 | 5.44 | 96.69
2027-05-13 21:00 | 75.15 | 13.1 | 5.24 | 93.49
2027-05-13 22:00 | 74.62 | 12.95 | 5.18 | 92.75
2027-05-13 23:00 | 73.04 | 12.8 | 5.12 | 90.96
2027-05-14 | 71.83 | 12.7 | 5.08 | 89.61
2027-05-14 01:00 | 71.22 | 12.7 | 5.08 | 89
2027-05-14 02:00 | 71.38 | 12.75 | 5.1 | 89.23
2027-05-14 03:00 | 73.42 | 12.75 | 5.1 | 91.27
2027-05-14 04:00 | 73.41 | 12.6 | 5.04 | 91.05
2027-05-14 05:00 | 74.65 | 12.8 | 5.12 | 92.57
2027-05-14 06:00 | 77.32 | 12.8 | 5.12 | 95.24
2027-05-14 07:00 | 80.57 | 13.2 | 5.28 | 99.05
2027-05-14 08:00 | 83.56 | 14.1 | 5.64 | 103.3
2027-05-14 09:00 | 83.68 | 14.9 | 5.96 | 104.54
2027-05-14 10:00 | 83.65 | 14.75 | 5.9 | 104.3
2027-05-14 11:00 | 81.64 | 14.1 | 5.64 | 101.38
2027-05-14 12:00 | 78.31 | 13.65 | 5.46 | 97.42
2027-05-14 13:00 | 75.96 | 13.15 | 5.26 | 94.37
2027-05-14 14:00 | 73.11 | 12.8 | 5.12 | 91.03
2027-05-14 15:00 | 70.96 | 12.8 | 5.12 | 88.88
2027-05-14 16:00 | 67.91 | 12.75 | 5.1 | 85.76
2027-05-14 17:00 | 63.85 | 12.8 | 5.12 | 81.77
2027-05-14 18:00 | 65.21 | 12.75 | 5.1 | 83.06
2027-05-14 19:00 | 68.11 | 12.85 | 5.14 | 86.1
2027-05-14 20:00 | 68.31 | 12.75 | 5.1 | 86.16
2027-05-14 21:00 | 66.96 | 12.75 | 5.1 | 84.81
2027-05-14 22:00 | 69.26 | 12.15 | 4.86 | 86.27
2027-05-14 23:00 | 67.19 | 11.9 | 4.76 | 83.85
2027-05-15 | 65.36 | 11.85 | 4.74 | 81.95
2027-05-15 01:00 | 66.13 | 11.7 | 4.68 | 82.51
2027-05-15 02:00 | 67.27 | 11.65 | 4.66 | 83.58
2027-05-15 03:00 | 69.16 | 11.85 | 4.74 | 85.75
2027-05-15 04:00 | 71.69 | 11.55 | 4.62 | 87.86
2027-05-15 05:00 | 75.16 | 11.9 | 4.76 | 91.82
2027-05-15 06:00 | 83.28 | 12.2 | 4.88 | 100.36
2027-05-15 07:00 | 98.38 | 15 | 6 | 119.38
2027-05-15 08:00 | 98.73 | 15.75 | 6.3 | 120.78
2027-05-15 09:00 | 90.58 | 15 | 6 | 111.58
2027-05-15 10:00 | 82.68 | 13.7 | 5.48 | 101.86
2027-05-15 11:00 | 78.65 | 12.35 | 4.94 | 95.94
2027-05-15 12:00 | 75.23 | 12.3 | 4.92 | 92.45
2027-05-15 13:00 | 72.48 | 11.8 | 4.72 | 89
2027-05-15 14:00 | 68.48 | 11.55 | 4.62 | 84.65
2027-05-15 15:00 | 67.81 | 11.45 | 4.58 | 83.84
2027-05-15 16:00 | 69.26 | 11.3 | 4.52 | 85.08
2027-05-15 17:00 | 69.8 | 11.45 | 4.58 | 85.83
2027-05-15 18:00 | 71.53 | 12.2 | 4.88 | 88.61
2027-05-15 19:00 | 72.14 | 12.9 | 5.16 | 90.2
2027-05-15 20:00 | 72.66 | 12.75 | 5.1 | 90.51
2027-05-15 21:00 | 70.47 | 12.35 | 4.94 | 87.76
2027-05-15 22:00 | 69.38 | 12.05 | 4.82 | 86.25
2027-05-15 23:00 | 65.91 | 11.45 | 4.58 | 81.94
2027-05-16 | 62.57 | 11.35 | 4.54 | 78.46
2027-05-16 01:00 | 62.67 | 11.25 | 4.5 | 78.42
2027-05-16 02:00 | 63.08 | 11.25 | 4.5 | 78.83
2027-05-16 03:00 | 64.2 | 11.35 | 4.54 | 80.09
2027-05-16 04:00 | 65.54 | 11.35 | 4.54 | 81.43
2027-05-16 05:00 | 68.58 | 11.55 | 4.62 | 84.75
2027-05-16 06:00 | 75.16 | 12.05 | 4.82 | 92.03
2027-05-16 07:00 | 88.9 | 15.2 | 6.08 | 110.18
2027-05-16 08:00 | 88.63 | 15.55 | 6.22 | 110.4
2027-05-16 09:00 | 84.41 | 15 | 6 | 105.41
2027-05-16 10:00 | 85.17 | 14.25 | 5.7 | 105.12
2027-05-16 11:00 | 83.82 | 13.75 | 5.5 | 103.07
2027-05-16 12:00 | 79.85 | 13.95 | 5.58 | 99.38
2027-05-16 13:00 | 81.01 | 13.55 | 5.42 | 99.98
2027-05-16 14:00 | 80.19 | 13.65 | 5.46 | 99.3
2027-05-16 15:00 | 78.33 | 13.55 | 5.42 | 97.3
2027-05-16 16:00 | 75.43 | 13.2 | 5.28 | 93.91
2027-05-16 17:00 | 73.82 | 12.85 | 5.14 | 91.81
2027-05-16 18:00 | 73.94 | 12.8 | 5.12 | 91.86
2027-05-16 19:00 | 72.55 | 13.05 | 5.22 | 90.82
2027-05-16 20:00 | 75.63 | 13.2 | 5.28 | 94.11
2027-05-16 21:00 | 73.7 | 12.8 | 5.12 | 91.62
2027-05-16 22:00 | 72.22 | 12.35 | 4.94 | 89.51
2027-05-16 23:00 | 69.59 | 12.3 | 4.92 | 86.81
2027-05-17 | 66.37 | 12.05 | 4.82 | 83.24
2027-05-17 01:00 | 66.3 | 12 | 4.8 | 83.1
2027-05-17 02:00 | 65.93 | 11.9 | 4.76 | 82.59
2027-05-17 03:00 | 65.7 | 12.05 | 4.82 | 82.57
2027-05-17 04:00 | 67.41 | 11.85 | 4.74 | 84
2027-05-17 05:00 | 69.7 | 12.15 | 4.86 | 86.71
2027-05-17 06:00 | 75.38 | 12.25 | 4.9 | 92.53
2027-05-17 07:00 | 85.65 | 14.85 | 5.94 | 106.44
2027-05-17 08:00 | 84.57 | 15.05 | 6.02 | 105.64
2027-05-17 09:00 | 78.52 | 14.05 | 5.62 | 98.19
2027-05-17 10:00 | 76.22 | 13.2 | 5.28 | 94.7
2027-05-17 11:00 | 73.18 | 11.85 | 4.74 | 89.77
2027-05-17 12:00 | 67.86 | 11.6 | 4.64 | 84.1
2027-05-17 13:00 | 65.94 | 11.2 | 4.48 | 81.62
2027-05-17 14:00 | 64.3 | 11.2 | 4.48 | 79.98
2027-05-17 15:00 | 58.58 | 11.25 | 4.5 | 74.33
2027-05-17 16:00 | 60.88 | 11.2 | 4.48 | 76.56
2027-05-17 17:00 | 59.85 | 11.4 | 4.56 | 75.81
2027-05-17 18:00 | 63.08 | 11.6 | 4.64 | 79.32
2027-05-17 19:00 | 63.19 | 11.55 | 4.62 | 79.36
2027-05-17 20:00 | 61.25 | 11.6 | 4.64 | 77.49
2027-05-17 21:00 | 60.35 | 11.35 | 4.54 | 76.24
2027-05-17 22:00 | 59.71 | 11.35 | 4.54 | 75.6
2027-05-17 23:00 | 56.89 | 11.35 | 4.54 | 72.78
2027-05-18 | 56.67 | 11.35 | 4.54 | 72.56
2027-05-18 01:00 | 56.97 | 11.65 | 4.66 | 73.28
2027-05-18 02:00 | 56.26 | 11.7 | 4.68 | 72.64
2027-05-18 03:00 | 57.29 | 11.6 | 4.64 | 73.53
2027-05-18 04:00 | 55.9 | 11.7 | 4.68 | 72.28
2027-05-18 05:00 | 57.22 | 11.45 | 4.58 | 73.25
2027-05-18 06:00 | 58.75 | 11.2 | 4.48 | 74.43
2027-05-18 07:00 | 68.91 | 10.9 | 4.36 | 84.17
2027-05-18 08:00 | 65.18 | 10.3 | 4.12 | 79.6
2027-05-18 09:00 | 58.89 | 9.9 | 3.96 | 72.75
2027-05-18 10:00 | 58.77 | 9.9 | 3.96 | 72.63
2027-05-18 11:00 | 59.59 | 9.8 | 3.92 | 73.31
2027-05-18 12:00 | 57.67 | 10.15 | 4.06 | 71.88
2027-05-18 13:00 | 60.29 | 10.8 | 4.32 | 75.41
2027-05-18 14:00 | 61.41 | 10.45 | 4.18 | 76.04
2027-05-18 15:00 | 60.83 | 10.35 | 4.14 | 75.32
2027-05-18 16:00 | 58.01 | 10.25 | 4.1 | 72.36
2027-05-18 17:00 | 62.18 | 10.15 | 4.06 | 76.39
2027-05-18 18:00 | 66.67 | 10.25 | 4.1 | 81.02
2027-05-18 19:00 | 67.36 | 10.3 | 4.12 | 81.78
2027-05-18 20:00 | 67.43 | 10.7 | 4.28 | 82.41
2027-05-18 21:00 | 65.41 | 10.75 | 4.3 | 80.46
2027-05-18 22:00 | 65.29 | 10.55 | 4.22 | 80.06
2027-05-18 23:00 | 64.31 | 10.5 | 4.2 | 79.01
2027-05-19 | 60.74 | 10.6 | 4.24 | 75.58
2027-05-19 01:00 | 61.73 | 10.3 | 4.12 | 76.15
2027-05-19 02:00 | 61.57 | 10.45 | 4.18 | 76.2
2027-05-19 03:00 | 61.7 | 10.4 | 4.16 | 76.26
2027-05-19 04:00 | 62.96 | 10.45 | 4.18 | 77.59
2027-05-19 05:00 | 65.75 | 10.6 | 4.24 | 80.59
2027-05-19 06:00 | 72.71 | 11.15 | 4.46 | 88.32
2027-05-19 07:00 | 81.71 | 14.4 | 5.76 | 101.87
2027-05-19 08:00 | 81.05 | 14.65 | 5.86 | 101.56
2027-05-19 09:00 | 73.01 | 13.45 | 5.38 | 91.84
2027-05-19 10:00 | 70.12 | 12 | 4.8 | 86.92
2027-05-19 11:00 | 65.94 | 11.2 | 4.48 | 81.62
2027-05-19 12:00 | 61.97 | 10.4 | 4.16 | 76.53
2027-05-19 13:00 | 59.12 | 10.5 | 4.2 | 73.82
2027-05-19 14:00 | 58.47 | 10.45 | 4.18 | 73.1
2027-05-19 15:00 | 57.1 | 10.45 | 4.18 | 71.73
2027-05-19 16:00 | 58.81 | 10.75 | 4.3 | 73.86
2027-05-19 17:00 | 60.26 | 10.65 | 4.26 | 75.17
2027-05-19 18:00 | 62.91 | 10.8 | 4.32 | 78.03
2027-05-19 19:00 | 65.64 | 11 | 4.4 | 81.04
2027-05-19 20:00 | 64.3 | 11 | 4.4 | 79.7
2027-05-19 21:00 | 63.02 | 10.9 | 4.36 | 78.28
2027-05-19 22:00 | 62.16 | 10.7 | 4.28 | 77.14
2027-05-19 23:00 | 60.73 | 10.8 | 4.32 | 75.85
2027-05-20 | 59 | 10.45 | 4.18 | 73.63
2027-05-20 01:00 | 60.11 | 10.4 | 4.16 | 74.67
2027-05-20 02:00 | 59.53 | 10.3 | 4.12 | 73.95
2027-05-20 03:00 | 59.91 | 10.3 | 4.12 | 74.33
2027-05-20 04:00 | 61.32 | 10.35 | 4.14 | 75.81
2027-05-20 05:00 | 62.99 | 10.35 | 4.14 | 77.48
2027-05-20 06:00 | 65.41 | 10.5 | 4.2 | 80.11
2027-05-20 07:00 | 70.18 | 10.85 | 4.34 | 85.37
2027-05-20 08:00 | 74.98 | 12.45 | 4.98 | 92.41
2027-05-20 09:00 | 80.1 | 13.9 | 5.56 | 99.56
2027-05-20 10:00 | 82.51 | 14.25 | 5.7 | 102.46
2027-05-20 11:00 | 79.97 | 13.85 | 5.54 | 99.36
2027-05-20 12:00 | 73.97 | 12.95 | 5.18 | 92.1
2027-05-20 13:00 | 70.88 | 12 | 4.8 | 87.68
2027-05-20 14:00 | 67.29 | 11.45 | 4.58 | 83.32
2027-05-20 15:00 | 65.98 | 10.95 | 4.38 | 81.31
2027-05-20 16:00 | 65.96 | 10.8 | 4.32 | 81.08
2027-05-20 17:00 | 65.56 | 10.8 | 4.32 | 80.68
2027-05-20 18:00 | 65.01 | 11 | 4.4 | 80.41
2027-05-20 19:00 | 64.75 | 11.05 | 4.42 | 80.22
2027-05-20 20:00 | 64.25 | 11.2 | 4.48 | 79.93
2027-05-20 21:00 | 62.71 | 10.85 | 4.34 | 77.9
2027-05-20 22:00 | 64.81 | 11.15 | 4.46 | 80.42
2027-05-20 23:00 | 64.78 | 11.25 | 4.5 | 80.53
2027-05-21 | 63.82 | 10.85 | 4.34 | 79.01
2027-05-21 01:00 | 63.14 | 10.95 | 4.38 | 78.47
2027-05-21 02:00 | 64.19 | 10.65 | 4.26 | 79.1
2027-05-21 03:00 | 64.53 | 11 | 4.4 | 79.93
2027-05-21 04:00 | 65.04 | 11.15 | 4.46 | 80.65
2027-05-21 05:00 | 65.47 | 11.55 | 4.62 | 81.64
2027-05-21 06:00 | 66.95 | 12.1 | 4.84 | 83.89
2027-05-21 07:00 | 66.72 | 12.55 | 5.02 | 84.29
2027-05-21 08:00 | 67.3 | 12.15 | 4.86 | 84.31
2027-05-21 09:00 | 68.78 | 12.65 | 5.06 | 86.49
2027-05-21 10:00 | 69.95 | 12.55 | 5.02 | 87.52
2027-05-21 11:00 | 68 | 12.3 | 4.92 | 85.22
2027-05-21 12:00 | 66.93 | 11.9 | 4.76 | 83.59
2027-05-21 13:00 | 65.72 | 11.4 | 4.56 | 81.68
2027-05-21 14:00 | 63.72 | 11.1 | 4.44 | 79.26
2027-05-21 15:00 | 61.99 | 10.8 | 4.32 | 77.11
2027-05-21 16:00 | 60.99 | 10.65 | 4.26 | 75.9
2027-05-21 17:00 | 61.58 | 10.55 | 4.22 | 76.35
2027-05-21 18:00 | 62.64 | 10.7 | 4.28 | 77.62
2027-05-21 19:00 | 65.26 | 11.3 | 4.52 | 81.08
2027-05-21 20:00 | 66.98 | 11.6 | 4.64 | 83.22
2027-05-21 21:00 | 65.25 | 11.5 | 4.6 | 81.35
2027-05-21 22:00 | 63.21 | 11.2 | 4.48 | 78.89
2027-05-21 23:00 | 63.06 | 10.6 | 4.24 | 77.9
2027-05-22 | 62.09 | 10.55 | 4.22 | 76.86
2027-05-22 01:00 | 62.85 | 10.4 | 4.16 | 77.41
2027-05-22 02:00 | 62.69 | 10.25 | 4.1 | 77.04
2027-05-22 03:00 | 64.22 | 10.35 | 4.14 | 78.71
2027-05-22 04:00 | 65.09 | 10.55 | 4.22 | 79.86
2027-05-22 05:00 | 68.42 | 10.7 | 4.28 | 83.4
2027-05-22 06:00 | 75.76 | 12.3 | 4.92 | 92.98
2027-05-22 07:00 | 85.01 | 15.2 | 6.08 | 106.29
2027-05-22 08:00 | 84.65 | 15.35 | 6.14 | 106.14
2027-05-22 09:00 | 77.96 | 14.25 | 5.7 | 97.91
2027-05-22 10:00 | 73.35 | 12.95 | 5.18 | 91.48
2027-05-22 11:00 | 69.06 | 11.65 | 4.66 | 85.37
2027-05-22 12:00 | 65.06 | 10.95 | 4.38 | 80.39
2027-05-22 13:00 | 62.5 | 10.6 | 4.24 | 77.34
2027-05-22 14:00 | 59.92 | 10.5 | 4.2 | 74.62
2027-05-22 15:00 | 58.88 | 10.4 | 4.16 | 73.44
2027-05-22 16:00 | 57.63 | 10.35 | 4.14 | 72.12
2027-05-22 17:00 | 58.17 | 10.5 | 4.2 | 72.87
2027-05-22 18:00 | 57.88 | 10.6 | 4.24 | 72.72
2027-05-22 19:00 | 60.44 | 10.75 | 4.3 | 75.49
2027-05-22 20:00 | 60.86 | 10.75 | 4.3 | 75.91
2027-05-22 21:00 | 59.19 | 10.55 | 4.22 | 73.96
2027-05-22 22:00 | 58.9 | 10.65 | 4.26 | 73.81
2027-05-22 23:00 | 57.15 | 10.55 | 4.22 | 71.92
2027-05-23 | 57.57 | 10.35 | 4.14 | 72.06
2027-05-23 01:00 | 57.53 | 10.4 | 4.16 | 72.09
2027-05-23 02:00 | 59.51 | 10.2 | 4.08 | 73.79
2027-05-23 03:00 | 57.75 | 10.2 | 4.08 | 72.03
2027-05-23 04:00 | 59.26 | 10.2 | 4.08 | 73.54
2027-05-23 05:00 | 57.52 | 10.15 | 4.06 | 71.73
2027-05-23 06:00 | 62.89 | 10.45 | 4.18 | 77.52
2027-05-23 07:00 | 72.04 | 12.4 | 4.96 | 89.4
2027-05-23 08:00 | 70.22 | 12.45 | 4.98 | 87.65
2027-05-23 09:00 | 63.96 | 11.45 | 4.58 | 79.99
2027-05-23 10:00 | 59.81 | 10.45 | 4.18 | 74.44
2027-05-23 11:00 | 58.61 | 10.15 | 4.06 | 72.82
2027-05-23 12:00 | 56.82 | 10.2 | 4.08 | 71.1
2027-05-23 13:00 | 58.35 | 9.75 | 3.9 | 72
2027-05-23 14:00 | 57.79 | 9.8 | 3.92 | 71.51
2027-05-23 15:00 | 56.87 | 9.95 | 3.98 | 70.8
2027-05-23 16:00 | 57.62 | 10.6 | 4.24 | 72.46
2027-05-23 17:00 | 60.61 | 10.4 | 4.16 | 75.17
2027-05-23 18:00 | 63.89 | 10.5 | 4.2 | 78.59
2027-05-23 19:00 | 68.01 | 11.35 | 4.54 | 83.9
2027-05-23 20:00 | 67.73 | 11.55 | 4.62 | 83.9
2027-05-23 21:00 | 65.28 | 11.1 | 4.44 | 80.82
2027-05-23 22:00 | 73.76 | 10.6 | 4.24 | 88.6
2027-05-23 23:00 | 71.36 | 10.55 | 4.22 | 86.13
2027-05-24 | 67.88 | 10.35 | 4.14 | 82.37
2027-05-24 01:00 | 62.33 | 10.05 | 4.02 | 76.4
2027-05-24 02:00 | 60.89 | 10.2 | 4.08 | 75.17
2027-05-24 03:00 | 62.44 | 10.25 | 4.1 | 76.79
2027-05-24 04:00 | 62.38 | 10.45 | 4.18 | 77.01
2027-05-24 05:00 | 65.54 | 11.05 | 4.42 | 81.01
2027-05-24 06:00 | 71.97 | 12.2 | 4.88 | 89.05
2027-05-24 07:00 | 81.24 | 14.8 | 5.92 | 101.96
2027-05-24 08:00 | 78.14 | 14.45 | 5.78 | 98.37
2027-05-24 09:00 | 72.6 | 13.2 | 5.28 | 91.08
2027-05-24 10:00 | 70 | 11.7 | 4.68 | 86.38
2027-05-24 11:00 | 66.67 | 10.65 | 4.26 | 81.58
2027-05-24 12:00 | 64.57 | 10.55 | 4.22 | 79.34
2027-05-24 13:00 | 62.56 | 10.65 | 4.26 | 77.47
2027-05-24 14:00 | 60.02 | 10.45 | 4.18 | 74.65
2027-05-24 15:00 | 59.78 | 10.4 | 4.16 | 74.34
2027-05-24 16:00 | 58.67 | 10.45 | 4.18 | 73.3
2027-05-24 17:00 | 59.19 | 10.6 | 4.24 | 74.03
2027-05-24 18:00 | 60.46 | 10.55 | 4.22 | 75.23
2027-05-24 19:00 | 62.17 | 10.8 | 4.32 | 77.29
2027-05-24 20:00 | 62.61 | 10.7 | 4.28 | 77.59
2027-05-24 21:00 | 62.52 | 10.7 | 4.28 | 77.5
2027-05-24 22:00 | 62.54 | 10.5 | 4.2 | 77.24
2027-05-24 23:00 | 61.84 | 10.45 | 4.18 | 76.47
2027-05-25 | 60.78 | 10.3 | 4.12 | 75.2
2027-05-25 01:00 | 59.21 | 10.4 | 4.16 | 73.77
2027-05-25 02:00 | 59.42 | 10.25 | 4.1 | 73.77
2027-05-25 03:00 | 60.45 | 10.35 | 4.14 | 74.94
2027-05-25 04:00 | 61.15 | 10.2 | 4.08 | 75.43
2027-05-25 05:00 | 62.67 | 10.35 | 4.14 | 77.16
2027-05-25 06:00 | 66.16 | 10.5 | 4.2 | 80.86
2027-05-25 07:00 | 70.99 | 11.65 | 4.66 | 87.3
2027-05-25 08:00 | 70.93 | 12.45 | 4.98 | 88.36
2027-05-25 09:00 | 71.48 | 12.95 | 5.18 | 89.61
2027-05-25 10:00 | 70.37 | 12.5 | 5 | 87.87
2027-05-25 11:00 | 68.39 | 11.9 | 4.76 | 85.05
2027-05-25 12:00 | 65.11 | 11.5 | 4.6 | 81.21
2027-05-25 13:00 | 62.07 | 10.85 | 4.34 | 77.26
2027-05-25 14:00 | 59.06 | 10.55 | 4.22 | 73.83
2027-05-25 15:00 | 58.07 | 10.35 | 4.14 | 72.56
2027-05-25 16:00 | 58.34 | 10.4 | 4.16 | 72.9
2027-05-25 17:00 | 55.62 | 10.35 | 4.14 | 70.11
2027-05-25 18:00 | 58.49 | 10.35 | 4.14 | 72.98
2027-05-25 19:00 | 57.18 | 10.45 | 4.18 | 71.81
2027-05-25 20:00 | 60.64 | 10.55 | 4.22 | 75.41
2027-05-25 21:00 | 58.51 | 10.35 | 4.14 | 73
2027-05-25 22:00 | 59.02 | 10.5 | 4.2 | 73.72
2027-05-25 23:00 | 58.31 | 10.45 | 4.18 | 72.94
2027-05-26 | 58.8 | 10.3 | 4.12 | 73.22
2027-05-26 01:00 | 56.25 | 10.2 | 4.08 | 70.53
2027-05-26 02:00 | 58.63 | 10.25 | 4.1 | 72.98
2027-05-26 03:00 | 57.88 | 10.15 | 4.06 | 72.09
2027-05-26 04:00 | 56.55 | 10.2 | 4.08 | 70.83
2027-05-26 05:00 | 57.95 | 10.1 | 4.04 | 72.09
2027-05-26 06:00 | 61.76 | 10.4 | 4.16 | 76.32
2027-05-26 07:00 | 66.56 | 10.4 | 4.16 | 81.12
2027-05-26 08:00 | 69.91 | 11.3 | 4.52 | 85.73
2027-05-26 09:00 | 69.52 | 12.05 | 4.82 | 86.39
2027-05-26 10:00 | 68.23 | 11.75 | 4.7 | 84.68
2027-05-26 11:00 | 64.8 | 11.15 | 4.46 | 80.41
2027-05-26 12:00 | 61.13 | 10.55 | 4.22 | 75.9
2027-05-26 13:00 | 58.36 | 10.15 | 4.06 | 72.57
2027-05-26 14:00 | 58.52 | 10.1 | 4.04 | 72.66
2027-05-26 15:00 | 58.52 | 10.05 | 4.02 | 72.59
2027-05-26 16:00 | 58.66 | 10.15 | 4.06 | 72.87
2027-05-26 17:00 | 57.31 | 10.2 | 4.08 | 71.59
2027-05-26 18:00 | 58.29 | 10.2 | 4.08 | 72.57
2027-05-26 19:00 | 56.82 | 10.35 | 4.14 | 71.31
2027-05-26 20:00 | 58.95 | 10.2 | 4.08 | 73.23
2027-05-26 21:00 | 58.07 | 10.3 | 4.12 | 72.49
2027-05-26 22:00 | 58.6 | 10.35 | 4.14 | 73.09
2027-05-26 23:00 | 57.17 | 10.35 | 4.14 | 71.66
2027-05-27 | 58.19 | 10.2 | 4.08 | 72.47
2027-05-27 01:00 | 57.57 | 10.2 | 4.08 | 71.85
2027-05-27 02:00 | 56.6 | 10.1 | 4.04 | 70.74
2027-05-27 03:00 | 57.54 | 10.05 | 4.02 | 71.61
2027-05-27 04:00 | 57.78 | 9.9 | 3.96 | 71.64
2027-05-27 05:00 | 56.75 | 9.95 | 3.98 | 70.68
2027-05-27 06:00 | 57.61 | 9.85 | 3.94 | 71.4
2027-05-27 07:00 | 58.04 | 9.5 | 3.8 | 71.34
2027-05-27 08:00 | 56.65 | 9.45 | 3.78 | 69.88
2027-05-27 09:00 | 57.3 | 9.65 | 3.86 | 70.81
2027-05-27 10:00 | 58.62 | 9.7 | 3.88 | 72.2
2027-05-27 11:00 | 57 | 9.75 | 3.9 | 70.65
2027-05-27 12:00 | 58.34 | 9.75 | 3.9 | 71.99
2027-05-27 13:00 | 56.55 | 9.85 | 3.94 | 70.34
2027-05-27 14:00 | 57.77 | 9.9 | 3.96 | 71.63
2027-05-27 15:00 | 58.3 | 9.9 | 3.96 | 72.16
2027-05-27 16:00 | 57.2 | 10.05 | 4.02 | 71.27
2027-05-27 17:00 | 57.56 | 9.9 | 3.96 | 71.42
2027-05-27 18:00 | 58.71 | 9.7 | 3.88 | 72.29
2027-05-27 19:00 | 58.18 | 9.45 | 3.78 | 71.41
2027-05-27 20:00 | 57.81 | 9.1 | 3.64 | 70.55
2027-05-27 21:00 | 58.63 | 8.95 | 3.58 | 71.16
2027-05-27 22:00 | 58.75 | 8.75 | 3.5 | 71
2027-05-27 23:00 | 58.13 | 8.5 | 3.4 | 70.03
2027-05-28 | 58.96 | 8.65 | 3.46 | 71.07
2027-05-28 01:00 | 60.32 | 8.65 | 3.46 | 72.43
2027-05-28 02:00 | 59.08 | 8.65 | 3.46 | 71.19
2027-05-28 03:00 | 58.83 | 8.5 | 3.4 | 70.73
2027-05-28 04:00 | 58.94 | 8.3 | 3.32 | 70.56
2027-05-28 05:00 | 59.81 | 8.2 | 3.28 | 71.29
2027-05-28 06:00 | 59.47 | 8.2 | 3.28 | 70.95
2027-05-28 07:00 | 59.72 | 8 | 3.2 | 70.92
2027-05-28 08:00 | 59.94 | 7.85 | 3.14 | 70.93
2027-05-28 09:00 | 58.06 | 7.95 | 3.18 | 69.19
2027-05-28 10:00 | 60.14 | 7.65 | 3.06 | 70.85
2027-05-28 11:00 | 60.04 | 7.65 | 3.06 | 70.75
2027-05-28 12:00 | 59.77 | 7.7 | 3.08 | 70.55
2027-05-28 13:00 | 59.91 | 7.65 | 3.06 | 70.62
2027-05-28 14:00 | 59.83 | 7.95 | 3.18 | 70.96
2027-05-28 15:00 | 59.59 | 8.35 | 3.34 | 71.28
2027-05-28 16:00 | 59.17 | 8.9 | 3.56 | 71.63
2027-05-28 17:00 | 58.87 | 9 | 3.6 | 71.47
2027-05-28 18:00 | 59.15 | 8.8 | 3.52 | 71.47
2027-05-28 19:00 | 59.47 | 8.85 | 3.54 | 71.86
2027-05-28 20:00 | 60.69 | 8.85 | 3.54 | 73.08
2027-05-28 21:00 | 57.96 | 8.65 | 3.46 | 70.07
2027-05-28 22:00 | 58.48 | 8.55 | 3.42 | 70.45
2027-05-28 23:00 | 59.55 | 8.75 | 3.5 | 71.8
2027-05-29 | 57.97 | 8.85 | 3.54 | 70.36
2027-05-29 01:00 | 58.43 | 9.1 | 3.64 | 71.17
2027-05-29 02:00 | 58.66 | 9.25 | 3.7 | 71.61
2027-05-29 03:00 | 57.22 | 9.05 | 3.62 | 69.89
2027-05-29 04:00 | 59.43 | 8.65 | 3.46 | 71.54
2027-05-29 05:00 | 56.57 | 8.75 | 3.5 | 68.82
2027-05-29 06:00 | 60.74 | 8.75 | 3.5 | 72.99
2027-05-29 07:00 | 66.7 | 9.15 | 3.66 | 79.51
2027-05-29 08:00 | 67.46 | 9.6 | 3.84 | 80.9
2027-05-29 09:00 | 64.85 | 9.1 | 3.64 | 77.59
2027-05-29 10:00 | 63.65 | 9 | 3.6 | 76.25
2027-05-29 11:00 | 63.31 | 8.9 | 3.56 | 75.77
2027-05-29 12:00 | 60.89 | 9.45 | 3.78 | 74.12
2027-05-29 13:00 | 60.04 | 10 | 4 | 74.04
2027-05-29 14:00 | 59.19 | 10 | 4 | 73.19
2027-05-29 15:00 | 58.32 | 9.95 | 3.98 | 72.25
2027-05-29 16:00 | 59.69 | 10.1 | 4.04 | 73.83
2027-05-29 17:00 | 61.03 | 10.1 | 4.04 | 75.17
2027-05-29 18:00 | 63.89 | 10.4 | 4.16 | 78.45
2027-05-29 19:00 | 64.42 | 11.05 | 4.42 | 79.89
2027-05-29 20:00 | 62.8 | 10.95 | 4.38 | 78.13
2027-05-29 21:00 | 61.36 | 10.65 | 4.26 | 76.27
2027-05-29 22:00 | 61.25 | 10.3 | 4.12 | 75.67
2027-05-29 23:00 | 59.34 | 10.25 | 4.1 | 73.69
2027-05-30 | 58.6 | 10.2 | 4.08 | 72.88
2027-05-30 01:00 | 56.69 | 10.05 | 4.02 | 70.76
2027-05-30 02:00 | 58.3 | 10.05 | 4.02 | 72.37
2027-05-30 03:00 | 56.96 | 10.1 | 4.04 | 71.1
2027-05-30 04:00 | 58.16 | 10.1 | 4.04 | 72.3
2027-05-30 05:00 | 56.89 | 10.15 | 4.06 | 71.1
2027-05-30 06:00 | 61.55 | 10.45 | 4.18 | 76.18
2027-05-30 07:00 | 68.99 | 12.75 | 5.1 | 86.84
2027-05-30 08:00 | 68.05 | 12.6 | 5.04 | 85.69
2027-05-30 09:00 | 62.44 | 11.55 | 4.62 | 78.61
2027-05-30 10:00 | 61.15 | 10.75 | 4.3 | 76.2
2027-05-30 11:00 | 59.52 | 10.4 | 4.16 | 74.08
2027-05-30 12:00 | 57.73 | 10.15 | 4.06 | 71.94
2027-05-30 13:00 | 58.84 | 10.1 | 4.04 | 72.98
2027-05-30 14:00 | 58.21 | 10.15 | 4.06 | 72.42
2027-05-30 15:00 | 57.44 | 10.35 | 4.14 | 71.93
2027-05-30 16:00 | 58.18 | 10.9 | 4.36 | 73.44
2027-05-30 17:00 | 58.89 | 10.4 | 4.16 | 73.45
2027-05-30 18:00 | 61.79 | 10.6 | 4.24 | 76.63
2027-05-30 19:00 | 64.17 | 11.35 | 4.54 | 80.06
2027-05-30 20:00 | 64.39 | 11.7 | 4.68 | 80.77
2027-05-30 21:00 | 62.39 | 11.35 | 4.54 | 78.28
2027-05-30 22:00 | 61.51 | 10.8 | 4.32 | 76.63
2027-05-30 23:00 | 59.51 | 10.4 | 4.16 | 74.07
2027-05-31 | 57.4 | 10.25 | 4.1 | 71.75
2027-05-31 01:00 | 65.94 | 10.15 | 4.06 | 80.15
2027-05-31 02:00 | 57.96 | 10.25 | 4.1 | 72.31
2027-05-31 03:00 | 49.91 | 10.2 | 4.08 | 64.19
2027-05-31 04:00 | 51.45 | 10.1 | 4.04 | 65.59
2027-05-31 05:00 | 53.38 | 10.3 | 4.12 | 67.8
2027-05-31 06:00 | 59.03 | 10.85 | 4.34 | 74.22
2027-05-31 07:00 | 71.4 | 13.9 | 5.56 | 90.86
2027-05-31 08:00 | 73.28 | 14.3 | 5.72 | 93.3
2027-05-31 09:00 | 70.7 | 11.9 | 4.76 | 87.36
2027-05-31 10:00 | 70.4 | 11.85 | 4.74 | 86.99
2027-05-31 11:00 | 67.18 | 10.95 | 4.38 | 82.51
2027-05-31 12:00 | 66.31 | 11.1 | 4.44 | 81.85
2027-05-31 13:00 | 66.91 | 10.65 | 4.26 | 81.82
2027-05-31 14:00 | 66.68 | 10.55 | 4.22 | 81.45
2027-05-31 15:00 | 65.71 | 11.2 | 4.48 | 81.39
2027-05-31 16:00 | 64.87 | 11.25 | 4.5 | 80.62
2027-05-31 17:00 | 63.95 | 11.2 | 4.48 | 79.63
2027-05-31 18:00 | 67.07 | 11.85 | 4.74 | 83.66
2027-05-31 19:00 | 70.14 | 12.4 | 4.96 | 87.5
2027-05-31 20:00 | 69.36 | 12.65 | 5.06 | 87.07
2027-05-31 21:00 | 68.19 | 12.25 | 4.9 | 85.34
2027-05-31 22:00 | 68.12 | 12.15 | 4.86 | 85.13
2027-05-31 23:00 | 66.36 | 11.95 | 4.78 | 83.09
2027-06-01 | 67.2 | 11.5 | 4.6 | 83.3
2027-06-01 01:00 | 69.63 | 11.35 | 4.54 | 85.52
2027-06-01 02:00 | 70.75 | 11.5 | 4.6 | 86.85
2027-06-01 03:00 | 72.89 | 11.65 | 4.66 | 89.2
2027-06-01 04:00 | 67.84 | 11.9 | 4.76 | 84.5
2027-06-01 05:00 | 72.06 | 12.15 | 4.86 | 89.07
2027-06-01 06:00 | 79.44 | 13.2 | 5.28 | 97.92
2027-06-01 07:00 | 86.29 | 17.4 | 6.96 | 110.65
2027-06-01 08:00 | 82.01 | 16.6 | 6.64 | 105.25
2027-06-01 09:00 | 75.48 | 15.05 | 6.02 | 96.55
2027-06-01 10:00 | 73.99 | 14.15 | 5.66 | 93.8
2027-06-01 11:00 | 72.41 | 12.85 | 5.14 | 90.4
2027-06-01 12:00 | 69.17 | 11.7 | 4.68 | 85.55
2027-06-01 13:00 | 66.69 | 11.5 | 4.6 | 82.79
2027-06-01 14:00 | 65.63 | 11.35 | 4.54 | 81.52
2027-06-01 15:00 | 63.74 | 11.1 | 4.44 | 79.28
2027-06-01 16:00 | 63.99 | 10.9 | 4.36 | 79.25
2027-06-01 17:00 | 62.18 | 11.1 | 4.44 | 77.72
2027-06-01 18:00 | 64.44 | 11.7 | 4.68 | 80.82
2027-06-01 19:00 | 64.09 | 11.8 | 4.72 | 80.61
2027-06-01 20:00 | 63.86 | 11.8 | 4.72 | 80.38
2027-06-01 21:00 | 64.31 | 11.4 | 4.56 | 80.27
2027-06-01 22:00 | 64.99 | 11.2 | 4.48 | 80.67
2027-06-01 23:00 | 63.87 | 11.05 | 4.42 | 79.34
2027-06-02 | 61.29 | 10.75 | 4.3 | 76.34
2027-06-02 01:00 | 61.1 | 10.4 | 4.16 | 75.66
2027-06-02 02:00 | 60.96 | 10.35 | 4.14 | 75.45
2027-06-02 03:00 | 61.16 | 10.3 | 4.12 | 75.58
2027-06-02 04:00 | 60.39 | 10.3 | 4.12 | 74.81
2027-06-02 05:00 | 61.39 | 10.6 | 4.24 | 76.23
2027-06-02 06:00 | 67.75 | 11.95 | 4.78 | 84.48
2027-06-02 07:00 | 72.9 | 14.1 | 5.64 | 92.64
2027-06-02 08:00 | 69.87 | 13.45 | 5.38 | 88.7
2027-06-02 09:00 | 64.92 | 12.45 | 4.98 | 82.35
2027-06-02 10:00 | 63.86 | 11 | 4.4 | 79.26
2027-06-02 11:00 | 61.42 | 10.35 | 4.14 | 75.91
2027-06-02 12:00 | 60.48 | 10.05 | 4.02 | 74.55
2027-06-02 13:00 | 60.32 | 10.15 | 4.06 | 74.53
2027-06-02 14:00 | 61.18 | 10.05 | 4.02 | 75.25
2027-06-02 15:00 | 60.18 | 10.15 | 4.06 | 74.39
2027-06-02 16:00 | 67.12 | 10.1 | 4.04 | 81.26
2027-06-02 17:00 | 66.48 | 10.05 | 4.02 | 80.55
2027-06-02 18:00 | 60.99 | 10.4 | 4.16 | 75.55
2027-06-02 19:00 | 59.8 | 10.4 | 4.16 | 74.36
2027-06-02 20:00 | 63.34 | 10.2 | 4.08 | 77.62
2027-06-02 21:00 | 62.82 | 10.2 | 4.08 | 77.1
2027-06-02 22:00 | 61.13 | 10.55 | 4.22 | 75.9
2027-06-02 23:00 | 60.92 | 11.2 | 4.48 | 76.6
2027-06-03 | 60.16 | 11.2 | 4.48 | 75.84
2027-06-03 01:00 | 60.06 | 11.1 | 4.44 | 75.6
2027-06-03 02:00 | 61.68 | 11.1 | 4.44 | 77.22
2027-06-03 03:00 | 60.7 | 11 | 4.4 | 76.1
2027-06-03 04:00 | 61.02 | 10.8 | 4.32 | 76.14
2027-06-03 05:00 | 60.63 | 10.95 | 4.38 | 75.96
2027-06-03 06:00 | 61.69 | 10.75 | 4.3 | 76.74
2027-06-03 07:00 | 60.3 | 10.7 | 4.28 | 75.28
2027-06-03 08:00 | 62.45 | 10.55 | 4.22 | 77.22
2027-06-03 09:00 | 60.55 | 10.65 | 4.26 | 75.46
2027-06-03 10:00 | 61.54 | 10.8 | 4.32 | 76.66
2027-06-03 11:00 | 64.2 | 10.2 | 4.08 | 78.48
2027-06-03 12:00 | 62.39 | 10.35 | 4.14 | 76.88
2027-06-03 13:00 | 62.19 | 9.9 | 3.96 | 76.05
2027-06-03 14:00 | 62.65 | 10.05 | 4.02 | 76.72
2027-06-03 15:00 | 60.37 | 10.35 | 4.14 | 74.86
2027-06-03 16:00 | 61.51 | 10.4 | 4.16 | 76.07
2027-06-03 17:00 | 63.43 | 10.35 | 4.14 | 77.92
2027-06-03 18:00 | 60.47 | 10.4 | 4.16 | 75.03
2027-06-03 19:00 | 60.27 | 10.35 | 4.14 | 74.76
2027-06-03 20:00 | 63.05 | 9.95 | 3.98 | 76.98
2027-06-03 21:00 | 62.31 | 9.6 | 3.84 | 75.75
2027-06-03 22:00 | 61.03 | 9.65 | 3.86 | 74.54
2027-06-03 23:00 | 62.86 | 9.45 | 3.78 | 76.09
2027-06-04 | 62.84 | 9.35 | 3.74 | 75.93
2027-06-04 01:00 | 61.77 | 9.35 | 3.74 | 74.86
2027-06-04 02:00 | 63.05 | 9.45 | 3.78 | 76.28
2027-06-04 03:00 | 63.95 | 9.2 | 3.68 | 76.83
2027-06-04 04:00 | 62.77 | 9.15 | 3.66 | 75.58
2027-06-04 05:00 | 64.35 | 8.9 | 3.56 | 76.81
2027-06-04 06:00 | 63.04 | 8.9 | 3.56 | 75.5
2027-06-04 07:00 | 64.72 | 8.85 | 3.54 | 77.11
2027-06-04 08:00 | 63.5 | 8.95 | 3.58 | 76.03
2027-06-04 09:00 | 63.29 | 8.95 | 3.58 | 75.82
2027-06-04 10:00 | 63.06 | 8.85 | 3.54 | 75.45
2027-06-04 11:00 | 65.16 | 8.2 | 3.28 | 76.64
2027-06-04 12:00 | 65.14 | 8.7 | 3.48 | 77.32
2027-06-04 13:00 | 62.84 | 8.9 | 3.56 | 75.3
2027-06-04 14:00 | 62.52 | 8.9 | 3.56 | 74.98
2027-06-04 15:00 | 63.33 | 8.8 | 3.52 | 75.65
2027-06-04 16:00 | 63.66 | 8.75 | 3.5 | 75.91
2027-06-04 17:00 | 63.11 | 8.9 | 3.56 | 75.57
2027-06-04 18:00 | 63.21 | 8.8 | 3.52 | 75.53
2027-06-04 19:00 | 62.99 | 9.2 | 3.68 | 75.87
2027-06-04 20:00 | 63.22 | 9.6 | 3.84 | 76.66
2027-06-04 21:00 | 61.57 | 9.6 | 3.84 | 75.01
2027-06-04 22:00 | 63.31 | 9.35 | 3.74 | 76.4
2027-06-04 23:00 | 63.02 | 9.25 | 3.7 | 75.97
2027-06-05 | 61.37 | 9.15 | 3.66 | 74.18
2027-06-05 01:00 | 62.32 | 9.15 | 3.66 | 75.13
2027-06-05 02:00 | 61.15 | 9.2 | 3.68 | 74.03
2027-06-05 03:00 | 61.96 | 9.55 | 3.82 | 75.33
2027-06-05 04:00 | 61.97 | 9.55 | 3.82 | 75.34
2027-06-05 05:00 | 60.85 | 9.85 | 3.94 | 74.64
2027-06-05 06:00 | 60.22 | 10.25 | 4.1 | 74.57
2027-06-05 07:00 | 60.28 | 11 | 4.4 | 75.68
2027-06-05 08:00 | 60.17 | 10.95 | 4.38 | 75.5
2027-06-05 09:00 | 61.47 | 11.65 | 4.66 | 77.78
2027-06-05 10:00 | 59.92 | 11.85 | 4.74 | 76.51
2027-06-05 11:00 | 60.86 | 11.7 | 4.68 | 77.24
2027-06-05 12:00 | 62.03 | 11.1 | 4.44 | 77.57
2027-06-05 13:00 | 61.01 | 10.6 | 4.24 | 75.85
2027-06-05 14:00 | 63.41 | 9.95 | 3.98 | 77.34
2027-06-05 15:00 | 61.74 | 9.8 | 3.92 | 75.46
2027-06-05 16:00 | 63.48 | 9.55 | 3.82 | 76.85
2027-06-05 17:00 | 62.86 | 9.35 | 3.74 | 75.95
2027-06-05 18:00 | 62.36 | 9.55 | 3.82 | 75.73
2027-06-05 19:00 | 63.64 | 10.1 | 4.04 | 77.78
2027-06-05 20:00 | 62.22 | 9.9 | 3.96 | 76.08
2027-06-05 21:00 | 64.31 | 9.65 | 3.86 | 77.82
2027-06-05 22:00 | 63.7 | 9.3 | 3.72 | 76.72
2027-06-05 23:00 | 64.21 | 9.2 | 3.68 | 77.09
2027-06-06 | 63.53 | 9.15 | 3.66 | 76.34
2027-06-06 01:00 | 64.7 | 8.85 | 3.54 | 77.09
2027-06-06 02:00 | 64.08 | 9 | 3.6 | 76.68
2027-06-06 03:00 | 64.08 | 8.8 | 3.52 | 76.4
2027-06-06 04:00 | 63.48 | 8.9 | 3.56 | 75.94
2027-06-06 05:00 | 62.39 | 9 | 3.6 | 74.99
2027-06-06 06:00 | 61.32 | 9.8 | 3.92 | 75.04
2027-06-06 07:00 | 60.1 | 11.75 | 4.7 | 76.55
2027-06-06 08:00 | 60.15 | 11.05 | 4.42 | 75.62
2027-06-06 09:00 | 67.24 | 6.85 | 2.74 | 76.83
2027-06-06 10:00 | 63.82 | 10.45 | 4.18 | 78.45
2027-06-06 11:00 | 64.65 | 9.6 | 3.84 | 78.09
2027-06-06 12:00 | 63.72 | 9.05 | 3.62 | 76.39
2027-06-06 13:00 | 62.93 | 8.95 | 3.58 | 75.46
2027-06-06 14:00 | 64 | 8.75 | 3.5 | 76.25
2027-06-06 15:00 | 62.61 | 9.19 | 3.68 | 75.48
2027-06-06 16:00 | 62.71 | 9.19 | 3.68 | 75.58
2027-06-06 17:00 | 63.54 | 9.19 | 3.68 | 76.41
2027-06-06 18:00 | 62.15 | 9.19 | 3.68 | 75.02
2027-06-06 19:00 | 63.34 | 9.65 | 3.86 | 76.85
2027-06-06 20:00 | 61.27 | 9.55 | 3.82 | 74.64
2027-06-06 21:00 | 63.33 | 8.85 | 3.54 | 75.72
2027-06-06 22:00 | 65.04 | 8.85 | 3.54 | 77.43
2027-06-06 23:00 | 63.76 | 8.6 | 3.44 | 75.8
2027-06-07 | 63.5 | 8.6 | 3.44 | 75.54
2027-06-07 01:00 | 64.62 | 8.55 | 3.42 | 76.59
2027-06-07 02:00 | 63.62 | 8.5 | 3.4 | 75.52
2027-06-07 03:00 | 62.62 | 8.55 | 3.42 | 74.59
2027-06-07 04:00 | 60.56 | 8.7 | 3.48 | 72.74
2027-06-07 05:00 | 62.67 | 8.6 | 3.44 | 74.71
2027-06-07 06:00 | 62.43 | 9.1 | 3.64 | 75.17
2027-06-07 07:00 | 67.53 | 11.35 | 4.54 | 83.42
2027-06-07 08:00 | 67.85 | 11.4 | 4.56 | 83.81
2027-06-07 09:00 | 63.69 | 10.85 | 4.34 | 78.88
2027-06-07 10:00 | 64.87 | 10.55 | 4.22 | 79.64
2027-06-07 11:00 | 63.42 | 10.05 | 4.02 | 77.49
2027-06-07 12:00 | 58.58 | 10.1 | 4.04 | 72.72
2027-06-07 13:00 | 73.21 | 10.2 | 4.08 | 87.49
2027-06-07 14:00 | 71.07 | 10.7 | 4.28 | 86.05
2027-06-07 15:00 | 74.01 | 10.15 | 4.06 | 88.22
2027-06-07 16:00 | 70.64 | 10.25 | 4.1 | 84.99
2027-06-07 17:00 | 62.28 | 10.4 | 4.16 | 76.84
2027-06-07 18:00 | 63.41 | 11.15 | 4.46 | 79.02
2027-06-07 19:00 | 67.25 | 12.15 | 4.86 | 84.26
2027-06-07 20:00 | 68.52 | 12.75 | 5.1 | 86.37
2027-06-07 21:00 | 69.55 | 12.25 | 4.9 | 86.7
2027-06-07 22:00 | 69.25 | 12 | 4.8 | 86.05
2027-06-07 23:00 | 68.87 | 11.3 | 4.52 | 84.69
2027-06-08 | 65.57 | 11.1 | 4.44 | 81.11
2027-06-08 01:00 | 65.6 | 10.85 | 4.34 | 80.79
2027-06-08 02:00 | 66.92 | 10.75 | 4.3 | 81.97
2027-06-08 03:00 | 67.07 | 10.95 | 4.38 | 82.4
2027-06-08 04:00 | 66.29 | 11.52 | 4.61 | 82.42
2027-06-08 05:00 | 78.69 | 11.52 | 4.61 | 94.82
2027-06-08 06:00 | 79.23 | 11.52 | 4.61 | 95.36
2027-06-08 07:00 | 83.47 | 15.1 | 6.04 | 104.61
2027-06-08 08:00 | 77.26 | 14.5 | 5.8 | 97.56
2027-06-08 09:00 | 71.43 | 12.85 | 5.14 | 89.42
2027-06-08 10:00 | 67.43 | 12 | 4.8 | 84.23
2027-06-08 11:00 | 59.6 | 11.25 | 4.5 | 75.35
2027-06-08 12:00 | 58.41 | 10.75 | 4.3 | 73.46
2027-06-08 13:00 | 59.34 | 10.65 | 4.26 | 74.25
2027-06-08 14:00 | 61.09 | 10.8 | 4.32 | 76.21
2027-06-08 15:00 | 64.17 | 10.75 | 4.3 | 79.22
2027-06-08 16:00 | 67.16 | 10.95 | 4.38 | 82.49
2027-06-08 17:00 | 66.4 | 10.8 | 4.32 | 81.52
2027-06-08 18:00 | 68.31 | 11.1 | 4.44 | 83.85
2027-06-08 19:00 | 70.99 | 11.6 | 4.64 | 87.23
2027-06-08 20:00 | 69.86 | 11.5 | 4.6 | 85.96
2027-06-08 21:00 | 66.04 | 10.5 | 4.2 | 80.74
2027-06-08 22:00 | 63.63 | 10.15 | 4.06 | 77.84
2027-06-08 23:00 | 61.51 | 10.1 | 4.04 | 75.65
2027-06-09 | 58.73 | 9.9 | 3.96 | 72.59
2027-06-09 01:00 | 57.6 | 10 | 4 | 71.6
2027-06-09 02:00 | 58.52 | 9.95 | 3.98 | 72.45
2027-06-09 03:00 | 59.17 | 10 | 4 | 73.17
2027-06-09 04:00 | 60.24 | 9.95 | 3.98 | 74.17
2027-06-09 05:00 | 61.82 | 10.05 | 4.02 | 75.89
2027-06-09 06:00 | 67.37 | 10.85 | 4.34 | 82.56
2027-06-09 07:00 | 76.15 | 13.15 | 5.26 | 94.56
2027-06-09 08:00 | 77.18 | 12.95 | 5.18 | 95.31
2027-06-09 09:00 | 61.71 | 12.1 | 4.84 | 78.65
2027-06-09 10:00 | 57.88 | 11.5 | 4.6 | 73.98
2027-06-09 11:00 | 53.2 | 10.7 | 4.28 | 68.18
2027-06-09 12:00 | 60.74 | 10.15 | 4.06 | 74.95
2027-06-09 13:00 | 60.25 | 10.6 | 4.24 | 75.09
2027-06-09 14:00 | 62.36 | 10.9 | 4.36 | 77.62
2027-06-09 15:00 | 61.19 | 11.3 | 4.52 | 77.01
2027-06-09 16:00 | 60.55 | 11.3 | 4.52 | 76.37
2027-06-09 17:00 | 60.56 | 11.75 | 4.7 | 77.01
2027-06-09 18:00 | 60.58 | 11.7 | 4.68 | 76.96
2027-06-09 19:00 | 59.08 | 11.95 | 4.78 | 75.81
2027-06-09 20:00 | 60.72 | 11.5 | 4.6 | 76.82
2027-06-09 21:00 | 63.3 | 10.8 | 4.32 | 78.42
2027-06-09 22:00 | 61.58 | 10.6 | 4.24 | 76.42
2027-06-09 23:00 | 61.16 | 10.35 | 4.14 | 75.65
2027-06-10 | 63.31 | 10.45 | 4.18 | 77.94
2027-06-10 01:00 | 61.87 | 10.15 | 4.06 | 76.08
2027-06-10 02:00 | 63.13 | 10.1 | 4.04 | 77.27
2027-06-10 03:00 | 62.68 | 10.4 | 4.16 | 77.24
2027-06-10 04:00 | 62.89 | 10.5 | 4.2 | 77.59
2027-06-10 05:00 | 62.1 | 10.95 | 4.38 | 77.43
2027-06-10 06:00 | 60.61 | 11.1 | 4.44 | 76.15
2027-06-10 07:00 | 61.1 | 11.15 | 4.46 | 76.71
2027-06-10 08:00 | 59.61 | 11.6 | 4.64 | 75.85
2027-06-10 09:00 | 58.73 | 12.1 | 4.84 | 75.67
2027-06-10 10:00 | 57.86 | 11.55 | 4.62 | 74.03
2027-06-10 11:00 | 57.01 | 10.7 | 4.28 | 71.99
2027-06-10 12:00 | 56.08 | 9.7 | 3.88 | 69.66
2027-06-10 13:00 | 55.32 | 9.4 | 3.76 | 68.48
2027-06-10 14:00 | 54.41 | 9.1 | 3.64 | 67.15
2027-06-10 15:00 | 54.01 | 8.85 | 3.54 | 66.4
2027-06-10 16:00 | 52.23 | 8.85 | 3.54 | 64.62
2027-06-10 17:00 | 51.44 | 8.95 | 3.58 | 63.97
2027-06-10 18:00 | 51.12 | 9 | 3.6 | 63.72
2027-06-10 19:00 | 47.71 | 9.35 | 3.74 | 60.8
2027-06-10 20:00 | 49.97 | 9.8 | 3.92 | 63.69
2027-06-10 21:00 | 46.96 | 10.3 | 4.12 | 61.38
2027-06-10 22:00 | 49.41 | 10 | 4 | 63.41
2027-06-10 23:00 | 48.73 | 9.9 | 3.96 | 62.59
2027-06-11 | 48.98 | 9.7 | 3.88 | 62.56
2027-06-11 01:00 | 48.08 | 9.45 | 3.78 | 61.31
2027-06-11 02:00 | 51.66 | 9.25 | 3.7 | 64.61
2027-06-11 03:00 | 50 | 9.45 | 3.78 | 63.23
2027-06-11 04:00 | 50.49 | 9 | 3.6 | 63.09
2027-06-11 05:00 | 49.74 | 8.6 | 3.44 | 61.78
2027-06-11 06:00 | 50.73 | 8.75 | 3.5 | 62.98
2027-06-11 07:00 | 50.05 | 8.7 | 3.48 | 62.23
2027-06-11 08:00 | 50.81 | 9.05 | 3.62 | 63.48
2027-06-11 09:00 | 51.84 | 9.85 | 3.94 | 65.63
2027-06-11 10:00 | 50.34 | 10 | 4 | 64.34
2027-06-11 11:00 | 52.61 | 9.8 | 3.92 | 66.33
2027-06-11 12:00 | 64.4 | 9.7 | 3.88 | 77.98
2027-06-11 13:00 | 62.42 | 9.8 | 3.92 | 76.14
2027-06-11 14:00 | 61.69 | 9.6 | 3.84 | 75.13
2027-06-11 15:00 | 62.68 | 9.4 | 3.76 | 75.84
2027-06-11 16:00 | 62.73 | 9.25 | 3.7 | 75.68
2027-06-11 17:00 | 66.37 | 9.25 | 3.7 | 79.32
2027-06-11 18:00 | 62.99 | 9.8 | 3.92 | 76.71
2027-06-11 19:00 | 61.89 | 10.1 | 4.04 | 76.03
2027-06-11 20:00 | 64.56 | 10.05 | 4.02 | 78.63
2027-06-11 21:00 | 62.25 | 9.5 | 3.8 | 75.55
2027-06-11 22:00 | 63.86 | 9.25 | 3.7 | 76.81
2027-06-11 23:00 | 65.14 | 9.25 | 3.7 | 78.09
2027-06-12 | 63.64 | 9.05 | 3.62 | 76.31
2027-06-12 01:00 | 64.25 | 9 | 3.6 | 76.85
2027-06-12 02:00 | 63.49 | 9.1 | 3.64 | 76.23
2027-06-12 03:00 | 61.31 | 9.1 | 3.64 | 74.05
2027-06-12 04:00 | 61.11 | 9.15 | 3.66 | 73.92
2027-06-12 05:00 | 62.09 | 9.2 | 3.68 | 74.97
2027-06-12 06:00 | 60.13 | 10 | 4 | 74.13
2027-06-12 07:00 | 54.14 | 12.35 | 4.94 | 71.43
2027-06-12 08:00 | 57.22 | 12.2 | 4.88 | 74.3
2027-06-12 09:00 | 57.12 | 11 | 4.4 | 72.52
2027-06-12 10:00 | 54.1 | 10.95 | 4.38 | 69.43
2027-06-12 11:00 | 59.87 | 10.95 | 4.38 | 75.2
2027-06-12 12:00 | 71.02 | 10.85 | 4.34 | 86.21
2027-06-12 13:00 | 53.09 | 10.45 | 4.18 | 67.72
2027-06-12 14:00 | 57.52 | 10 | 4 | 71.52
2027-06-12 15:00 | 57.38 | 10.15 | 4.06 | 71.59
2027-06-12 16:00 | 51.97 | 10.2 | 4.08 | 66.25
2027-06-12 17:00 | 55.04 | 10.4 | 4.16 | 69.6
2027-06-12 18:00 | 59.88 | 10.7 | 4.28 | 74.86
2027-06-12 19:00 | 59.03 | 11.7 | 4.68 | 75.41
2027-06-12 20:00 | 60.04 | 11.3 | 4.52 | 75.86
2027-06-12 21:00 | 61.55 | 10.9 | 4.36 | 76.81
2027-06-12 22:00 | 62.02 | 10.6 | 4.24 | 76.86
2027-06-12 23:00 | 63.61 | 10.45 | 4.18 | 78.24
2027-06-13 | 59.91 | 10.25 | 4.1 | 74.26
2027-06-13 01:00 | 61.43 | 9.8 | 3.92 | 75.15
2027-06-13 02:00 | 55.62 | 9.9 | 3.96 | 69.48
2027-06-13 03:00 | 66.13 | 9.6 | 3.84 | 79.57
2027-06-13 04:00 | 61.3 | 9.6 | 3.84 | 74.74
2027-06-13 05:00 | 59.42 | 10.2 | 4.08 | 73.7
2027-06-13 06:00 | 60.55 | 11.25 | 4.5 | 76.3
2027-06-13 07:00 | 59.15 | 14 | 5.6 | 78.75
2027-06-13 08:00 | 55.55 | 14 | 5.6 | 75.15
2027-06-13 09:00 | 52.26 | 13.6 | 5.44 | 71.3
2027-06-13 10:00 | 50.8 | 13 | 5.2 | 69
2027-06-13 11:00 | 52.49 | 12.1 | 4.84 | 69.43
2027-06-13 12:00 | 50.71 | 11.7 | 4.68 | 67.09
2027-06-13 13:00 | 56.21 | 11.2 | 4.48 | 71.89
2027-06-13 14:00 | 55.23 | 10.45 | 4.18 | 69.86
2027-06-13 15:00 | 53 | 10.4 | 4.16 | 67.56
2027-06-13 16:00 | 54.71 | 10.25 | 4.1 | 69.06
2027-06-13 17:00 | 49.3 | 10.2 | 4.08 | 63.58
2027-06-13 18:00 | 57.04 | 10.3 | 4.12 | 71.46
2027-06-13 19:00 | 63.64 | 11.1 | 4.44 | 79.18
2027-06-13 20:00 | 62.53 | 11.05 | 4.42 | 78
2027-06-13 21:00 | 62.34 | 10.5 | 4.2 | 77.04
2027-06-13 22:00 | 62.76 | 10.6 | 4.24 | 77.6
2027-06-13 23:00 | 62.49 | 10.25 | 4.1 | 76.84
2027-06-14 | 63.89 | 10.2 | 4.08 | 78.17
2027-06-14 01:00 | 63.88 | 10.05 | 4.02 | 77.95
2027-06-14 02:00 | 63.29 | 9.85 | 3.94 | 77.08
2027-06-14 03:00 | 63.68 | 9.85 | 3.94 | 77.47
2027-06-14 04:00 | 61.22 | 9.95 | 3.98 | 75.15
2027-06-14 05:00 | 61.54 | 10 | 4 | 75.54
2027-06-14 06:00 | 60.87 | 11.1 | 4.44 | 76.41
2027-06-14 07:00 | 60.11 | 13.5 | 5.4 | 79.01
2027-06-14 08:00 | 59.37 | 12.95 | 5.18 | 77.5
2027-06-14 09:00 | 58.72 | 12 | 4.8 | 75.52
2027-06-14 10:00 | 57.68 | 10.8 | 4.32 | 72.8
2027-06-14 11:00 | 57.68 | 10.35 | 4.14 | 72.17
2027-06-14 12:00 | 56.96 | 9.6 | 3.84 | 70.4
2027-06-14 13:00 | 48.21 | 9 | 3.6 | 60.81
2027-06-14 14:00 | 55.04 | 8.75 | 3.5 | 67.29
2027-06-14 15:00 | 53.26 | 8.45 | 3.38 | 65.09
2027-06-14 16:00 | 51.43 | 8.5 | 3.4 | 63.33
2027-06-14 17:00 | 50.99 | 9.15 | 3.66 | 63.8
2027-06-14 18:00 | 60.18 | 9.35 | 3.74 | 73.27
2027-06-14 19:00 | 60.32 | 10 | 4 | 74.32
2027-06-14 20:00 | 63.81 | 10.25 | 4.1 | 78.16
2027-06-14 21:00 | 59.84 | 10.2 | 4.08 | 74.12
2027-06-14 22:00 | 63.26 | 10.2 | 4.08 | 77.54
2027-06-14 23:00 | 63.42 | 10.05 | 4.02 | 77.49
2027-06-15 | 63.69 | 9.75 | 3.9 | 77.34
2027-06-15 01:00 | 63.92 | 9.05 | 3.62 | 76.59
2027-06-15 02:00 | 64.05 | 8.9 | 3.56 | 76.51
2027-06-15 03:00 | 63.63 | 8.95 | 3.58 | 76.16
2027-06-15 04:00 | 65.08 | 8.95 | 3.58 | 77.61
2027-06-15 05:00 | 63.15 | 8.9 | 3.56 | 75.61
2027-06-15 06:00 | 62.93 | 9.7 | 3.88 | 76.51
2027-06-15 07:00 | 61.48 | 11.4 | 4.56 | 77.44
2027-06-15 08:00 | 58.01 | 11.05 | 4.42 | 73.48
2027-06-15 09:00 | 56.62 | 10.25 | 4.1 | 70.97
2027-06-15 10:00 | 55.18 | 9.7 | 3.88 | 68.76
2027-06-15 11:00 | 51.83 | 9.3 | 3.72 | 64.85
2027-06-15 12:00 | 51.63 | 9.55 | 3.82 | 65
2027-06-15 13:00 | 49.59 | 9.45 | 3.78 | 62.82
2027-06-15 14:00 | 48.3 | 9.55 | 3.82 | 61.67
2027-06-15 15:00 | 47.58 | 9.6 | 3.84 | 61.02
2027-06-15 16:00 | 48.1 | 9.5 | 3.8 | 61.4
2027-06-15 17:00 | 48.87 | 9.6 | 3.84 | 62.31
2027-06-15 18:00 | 50.62 | 9.55 | 3.82 | 63.99
2027-06-15 19:00 | 51.23 | 9.6 | 3.84 | 64.67
2027-06-15 20:00 | 50.74 | 9.65 | 3.86 | 64.25
2027-06-15 21:00 | 48.29 | 9.65 | 3.86 | 61.8
2027-06-15 22:00 | 47.3 | 9.6 | 3.84 | 60.74
2027-06-15 23:00 | 47.57 | 9.4 | 3.76 | 60.73
2027-06-16 | 47.82 | 9.05 | 3.62 | 60.49
2027-06-16 01:00 | 48.51 | 9.3 | 3.72 | 61.53
2027-06-16 02:00 | 48.6 | 10.7 | 4.28 | 63.58
2027-06-16 03:00 | 48.92 | 9.75 | 3.9 | 62.57
2027-06-16 04:00 | 45.57 | 9.9 | 3.96 | 59.43
2027-06-16 05:00 | 48.09 | 9.45 | 3.78 | 61.32
2027-06-16 06:00 | 50.73 | 9.1 | 3.64 | 63.47
2027-06-16 07:00 | 47.11 | 8.3 | 3.32 | 58.73
2027-06-16 08:00 | 48.53 | 8.45 | 3.38 | 60.36
2027-06-16 09:00 | 57.44 | 8.3 | 3.32 | 69.06
2027-06-16 10:00 | 56.08 | 8.9 | 3.56 | 68.54
2027-06-16 11:00 | 57.05 | 9.35 | 3.74 | 70.14
2027-06-16 12:00 | 55.08 | 9.1 | 3.64 | 67.82
2027-06-16 13:00 | 55.98 | 9.7 | 3.88 | 69.56
2027-06-16 14:00 | 54.14 | 10.1 | 4.04 | 68.28
2027-06-16 15:00 | 53.21 | 9.85 | 3.94 | 67
2027-06-16 16:00 | 64.21 | 9.3 | 3.72 | 77.23
2027-06-16 17:00 | 61.55 | 8.85 | 3.54 | 73.94
2027-06-16 18:00 | 63.4 | 8.8 | 3.52 | 75.72
2027-06-16 19:00 | 57.87 | 8.95 | 3.58 | 70.4
2027-06-16 20:00 | 58.78 | 9 | 3.6 | 71.38
2027-06-16 21:00 | 61.83 | 9 | 3.6 | 74.43
2027-06-16 22:00 | 62.21 | 8.9 | 3.56 | 74.67
2027-06-16 23:00 | 62.38 | 8.95 | 3.58 | 74.91
2027-06-17 | 60.86 | 9.3 | 3.72 | 73.88
2027-06-17 01:00 | 62.28 | 9.1 | 3.64 | 75.02
2027-06-17 02:00 | 62.13 | 8.85 | 3.54 | 74.52
2027-06-17 03:00 | 61.04 | 8.9 | 3.56 | 73.5
2027-06-17 04:00 | 61.9 | 8.9 | 3.56 | 74.36
2027-06-17 05:00 | 64.41 | 8.9 | 3.56 | 76.87
2027-06-17 06:00 | 62.35 | 9.15 | 3.66 | 75.16
2027-06-17 07:00 | 63.4 | 9.3 | 3.72 | 76.42
2027-06-17 08:00 | 60.89 | 9.5 | 3.8 | 74.19
2027-06-17 09:00 | 60.99 | 10.25 | 4.1 | 75.34
2027-06-17 10:00 | 61.04 | 10.1 | 4.04 | 75.18
2027-06-17 11:00 | 61.05 | 9.7 | 3.88 | 74.63
2027-06-17 12:00 | 61.33 | 9.4 | 3.76 | 74.49
2027-06-17 13:00 | 61.6 | 9.1 | 3.64 | 74.34
2027-06-17 14:00 | 64.98 | 8.9 | 3.56 | 77.44
2027-06-17 15:00 | 54.47 | 8.75 | 3.5 | 66.72
2027-06-17 16:00 | 48.46 | 8.9 | 3.56 | 60.92
2027-06-17 17:00 | 54.74 | 8.8 | 3.52 | 67.06
2027-06-17 18:00 | 55.53 | 8.75 | 3.5 | 67.78
2027-06-17 19:00 | 65.13 | 8.8 | 3.52 | 77.45
2027-06-17 20:00 | 59.84 | 8.9 | 3.56 | 72.3
2027-06-17 21:00 | 59.21 | 8.8 | 3.52 | 71.53
2027-06-17 22:00 | 66.49 | 8.75 | 3.5 | 78.74
2027-06-17 23:00 | 61.55 | 8.75 | 3.5 | 73.8
2027-06-18 | 62.72 | 8.85 | 3.54 | 75.11
2027-06-18 01:00 | 63.88 | 8.75 | 3.5 | 76.13
2027-06-18 02:00 | 62.3 | 8.7 | 3.48 | 74.48
2027-06-18 03:00 | 63.88 | 8.55 | 3.42 | 75.85
2027-06-18 04:00 | 65.51 | 8.5 | 3.4 | 77.41
2027-06-18 05:00 | 65.03 | 8.6 | 3.44 | 77.07
2027-06-18 06:00 | 64.45 | 8.4 | 3.36 | 76.21
2027-06-18 07:00 | 66 | 8.4 | 3.36 | 77.76
2027-06-18 08:00 | 62.42 | 8.6 | 3.44 | 74.46
2027-06-18 09:00 | 64.21 | 8.5 | 3.4 | 76.11
2027-06-18 10:00 | 66.99 | 8.55 | 3.42 | 78.96
2027-06-18 11:00 | 67.29 | 8.35 | 3.34 | 78.98
2027-06-18 12:00 | 66.83 | 8.5 | 3.4 | 78.73
2027-06-18 13:00 | 62.24 | 8.5 | 3.4 | 74.14
2027-06-18 14:00 | 63.02 | 8.4 | 3.36 | 74.78
2027-06-18 15:00 | 66.29 | 8.4 | 3.36 | 78.05
2027-06-18 16:00 | 66.4 | 8.4 | 3.36 | 78.16
2027-06-18 17:00 | 64.38 | 8.55 | 3.42 | 76.35
2027-06-18 18:00 | 64.19 | 8.7 | 3.48 | 76.37
2027-06-18 19:00 | 63.58 | 8.75 | 3.5 | 75.83
2027-06-18 20:00 | 63.57 | 8.75 | 3.5 | 75.82
2027-06-18 21:00 | 65.16 | 8.7 | 3.48 | 77.34
2027-06-18 22:00 | 65.45 | 8.7 | 3.48 | 77.63
2027-06-18 23:00 | 62.7 | 8.7 | 3.48 | 74.88
2027-06-19 | 62.38 | 8.6 | 3.44 | 74.42
2027-06-19 01:00 | 64.96 | 8.45 | 3.38 | 76.79
2027-06-19 02:00 | 65.44 | 8.15 | 3.26 | 76.85
2027-06-19 03:00 | 64.89 | 8.15 | 3.26 | 76.3
2027-06-19 04:00 | 64.53 | 8.15 | 3.26 | 75.94
2027-06-19 05:00 | 62.78 | 8.2 | 3.28 | 74.26
2027-06-19 06:00 | 62.21 | 8.5 | 3.4 | 74.11
2027-06-19 07:00 | 64.38 | 8.5 | 3.4 | 76.28
2027-06-19 08:00 | 64.32 | 8.6 | 3.44 | 76.36
2027-06-19 09:00 | 61.52 | 8.45 | 3.38 | 73.35
2027-06-19 10:00 | 61.06 | 8.4 | 3.36 | 72.82
2027-06-19 11:00 | 61.48 | 8.2 | 3.28 | 72.96
2027-06-19 12:00 | 63.97 | 8.1 | 3.24 | 75.31
2027-06-19 13:00 | 59.88 | 8.15 | 3.26 | 71.29
2027-06-19 14:00 | 59.49 | 8.25 | 3.3 | 71.04
2027-06-19 15:00 | 63.22 | 7.5 | 3 | 73.72
2027-06-19 16:00 | 63.34 | 7.5 | 3 | 73.84
2027-06-19 17:00 | 60.72 | 7.7 | 3.08 | 71.5
2027-06-19 18:00 | 63.52 | 7.5 | 3 | 74.02
2027-06-19 19:00 | 61.16 | 7.8 | 3.12 | 72.08
2027-06-19 20:00 | 61.32 | 7.65 | 3.06 | 72.03
2027-06-19 21:00 | 61.2 | 7.75 | 3.1 | 72.05
2027-06-19 22:00 | 61.45 | 7.65 | 3.06 | 72.16
2027-06-19 23:00 | 62.3 | 7.55 | 3.02 | 72.87
2027-06-20 | 61.98 | 7.4 | 2.96 | 72.34
2027-06-20 01:00 | 61.69 | 7.2 | 2.88 | 71.77
2027-06-20 02:00 | 51.12 | 9.55 | 3.82 | 64.49
2027-06-20 03:00 | 41.68 | 8.3 | 3.32 | 53.3
2027-06-20 04:00 | 42.91 | 8.55 | 3.42 | 54.88
2027-06-20 05:00 | 44.33 | 8.5 | 3.4 | 56.23
2027-06-20 06:00 | 47.48 | 8.5 | 3.4 | 59.38
2027-06-20 07:00 | 55.42 | 8.5 | 3.4 | 67.32
2027-06-20 08:00 | 52.54 | 8.45 | 3.38 | 64.37
2027-06-20 09:00 | 47.37 | 7.85 | 3.14 | 58.36
2027-06-20 10:00 | 48.98 | 6.55 | 2.62 | 58.15
2027-06-20 11:00 | 47.62 | 7.15 | 2.86 | 57.63
2027-06-20 12:00 | 46.45 | 7.15 | 2.86 | 56.46
2027-06-20 13:00 | 46.37 | 7.2 | 2.88 | 56.45
2027-06-20 14:00 | 46.06 | 7.2 | 2.88 | 56.14
2027-06-20 15:00 | 42 | 7.6 | 3.04 | 52.64
2027-06-20 16:00 | 44.06 | 7.7 | 3.08 | 54.84
2027-06-20 17:00 | 43.79 | 7.65 | 3.06 | 54.5
2027-06-20 18:00 | 46.14 | 7.7 | 3.08 | 56.92
2027-06-20 19:00 | 48.71 | 7.85 | 3.14 | 59.7
2027-06-20 20:00 | 47.98 | 8.2 | 3.28 | 59.46
2027-06-20 21:00 | 46.76 | 7.9 | 3.16 | 57.82
2027-06-20 22:00 | 47.12 | 7.9 | 3.16 | 58.18
2027-06-20 23:00 | 47.77 | 7.95 | 3.18 | 58.9
2027-06-21 | 46.45 | 7.8 | 3.12 | 57.37
2027-06-21 01:00 | 45.14 | 7.8 | 3.12 | 56.06
2027-06-21 02:00 | 45.18 | 7.85 | 3.14 | 56.17
2027-06-21 03:00 | 45.03 | 7.75 | 3.1 | 55.88
2027-06-21 04:00 | 45.06 | 7.75 | 3.1 | 55.91
2027-06-21 05:00 | 47.22 | 7.75 | 3.1 | 58.07
2027-06-21 06:00 | 52.73 | 8.1 | 3.24 | 64.07
2027-06-21 07:00 | 57.83 | 9.8 | 3.92 | 71.55
2027-06-21 08:00 | 48.25 | 9.9 | 3.96 | 62.11
2027-06-21 09:00 | 44.31 | 9.55 | 3.82 | 57.68
2027-06-21 10:00 | 53.96 | 9.1 | 3.64 | 66.7
2027-06-21 11:00 | 48.29 | 8.55 | 3.42 | 60.26
2027-06-21 12:00 | 51.78 | 8.8 | 3.52 | 64.1
2027-06-21 13:00 | 51.09 | 8.7 | 3.48 | 63.27
2027-06-21 14:00 | 47.04 | 8.45 | 3.38 | 58.87
2027-06-21 15:00 | 47.43 | 8.2 | 3.28 | 58.91
2027-06-21 16:00 | 47.86 | 8.25 | 3.3 | 59.41
2027-06-21 17:00 | 45.93 | 8.4 | 3.36 | 57.69
2027-06-21 18:00 | 50.97 | 8.85 | 3.54 | 63.36
2027-06-21 19:00 | 54.49 | 9.45 | 3.78 | 67.72
2027-06-21 20:00 | 51.9 | 9.4 | 3.76 | 65.06
2027-06-21 21:00 | 51.52 | 9.05 | 3.62 | 64.19
2027-06-21 22:00 | 50.46 | 8.75 | 3.5 | 62.71
2027-06-21 23:00 | 48.24 | 8.7 | 3.48 | 60.42
2027-06-22 | 46.07 | 8.45 | 3.38 | 57.9
2027-06-22 01:00 | 45.12 | 8.3 | 3.32 | 56.74
2027-06-22 02:00 | 44.26 | 8.05 | 3.22 | 55.53
2027-06-22 03:00 | 44.13 | 8.1 | 3.24 | 55.47
2027-06-22 04:00 | 46.06 | 8 | 3.2 | 57.26
2027-06-22 05:00 | 46.69 | 8.3 | 3.32 | 58.31
2027-06-22 06:00 | 50.45 | 8.65 | 3.46 | 62.56
2027-06-22 07:00 | 53.05 | 10.6 | 4.24 | 67.89
2027-06-22 08:00 | 42.91 | 10.65 | 4.26 | 57.82
2027-06-22 09:00 | 52.29 | 10.5 | 4.2 | 66.99
2027-06-22 10:00 | 55 | 10.35 | 4.14 | 69.49
2027-06-22 11:00 | 48.32 | 10.2 | 4.08 | 62.6
2027-06-22 12:00 | 49.7 | 9.75 | 3.9 | 63.35
2027-06-22 13:00 | 51.83 | 8.85 | 3.54 | 64.22
2027-06-22 14:00 | 52.46 | 8.3 | 3.32 | 64.08
2027-06-22 15:00 | 53.07 | 7.95 | 3.18 | 64.2
2027-06-22 16:00 | 52.25 | 8.05 | 3.22 | 63.52
2027-06-22 17:00 | 52.51 | 8.05 | 3.22 | 63.78
2027-06-22 18:00 | 52.12 | 8.3 | 3.32 | 63.74
2027-06-22 19:00 | 52.04 | 8.75 | 3.5 | 64.29
2027-06-22 20:00 | 51.65 | 8.9 | 3.56 | 64.11
2027-06-22 21:00 | 50.79 | 8.55 | 3.42 | 62.76
2027-06-22 22:00 | 52.97 | 8.45 | 3.38 | 64.8
2027-06-22 23:00 | 51.78 | 8.6 | 3.44 | 63.82
2027-06-23 | 44.08 | 8.05 | 3.22 | 55.35
2027-06-23 01:00 | 44.15 | 8.15 | 3.26 | 55.56
2027-06-23 02:00 | 43.74 | 7.95 | 3.18 | 54.87
2027-06-23 03:00 | 44.09 | 8 | 3.2 | 55.29
2027-06-23 04:00 | 43.56 | 7.95 | 3.18 | 54.69
2027-06-23 05:00 | 43.83 | 7.9 | 3.16 | 54.89
2027-06-23 06:00 | 47.16 | 7.8 | 3.12 | 58.08
2027-06-23 07:00 | 54.34 | 9.15 | 3.66 | 67.15
2027-06-23 08:00 | 54.34 | 9.25 | 3.7 | 67.29
2027-06-23 09:00 | 50.36 | 9.05 | 3.62 | 63.03
2027-06-23 10:00 | 48.47 | 8.65 | 3.46 | 60.58
2027-06-23 11:00 | 48.67 | 8.5 | 3.4 | 60.57
2027-06-23 12:00 | 48.98 | 8.75 | 3.5 | 61.23
2027-06-23 13:00 | 49.34 | 8.9 | 3.56 | 61.8
2027-06-23 14:00 | 49.54 | 8.65 | 3.46 | 61.65
2027-06-23 15:00 | 49.82 | 8.25 | 3.3 | 61.37
2027-06-23 16:00 | 50.11 | 8.4 | 3.36 | 61.87
2027-06-23 17:00 | 50.44 | 8.6 | 3.44 | 62.48
2027-06-23 18:00 | 50.77 | 8.75 | 3.5 | 63.02
2027-06-23 19:00 | 51.12 | 8.25 | 3.3 | 62.67
2027-06-23 20:00 | 51.37 | 8 | 3.2 | 62.57
2027-06-23 21:00 | 52.46 | 7.85 | 3.14 | 63.45
2027-06-23 22:00 | 53.93 | 7.7 | 3.08 | 64.71
2027-06-23 23:00 | 55.05 | 7.85 | 3.14 | 66.04
2027-06-24 | 54.02 | 7.85 | 3.14 | 65.01
2027-06-24 01:00 | 57.95 | 7.6 | 3.04 | 68.59
2027-06-24 02:00 | 56.16 | 7.5 | 3 | 66.66
2027-06-24 03:00 | 52.49 | 7.9 | 3.16 | 63.55
2027-06-24 04:00 | 50.67 | 8.25 | 3.3 | 62.22
2027-06-24 05:00 | 51.13 | 8.6 | 3.44 | 63.17
2027-06-24 06:00 | 52.23 | 8.75 | 3.5 | 64.48
2027-06-24 07:00 | 50.79 | 9.2 | 3.68 | 63.67
2027-06-24 08:00 | 50.5 | 9.65 | 3.86 | 64.01
2027-06-24 09:00 | 50.24 | 10.85 | 4.34 | 65.43
2027-06-24 10:00 | 50.02 | 10.9 | 4.36 | 65.28
2027-06-24 11:00 | 50.09 | 10.3 | 4.12 | 64.51
2027-06-24 12:00 | 49.68 | 9.75 | 3.9 | 63.33
2027-06-24 13:00 | 52.71 | 9.1 | 3.64 | 65.45
2027-06-24 14:00 | 50.45 | 9.05 | 3.62 | 63.12
2027-06-24 15:00 | 51.85 | 8.95 | 3.58 | 64.38
2027-06-24 16:00 | 51.75 | 8.55 | 3.42 | 63.72
2027-06-24 17:00 | 51.2 | 8.6 | 3.44 | 63.24
2027-06-24 18:00 | 61.73 | 8.6 | 3.44 | 73.77
2027-06-24 19:00 | 56.35 | 8.85 | 3.54 | 68.74
2027-06-24 20:00 | 55.45 | 8.8 | 3.52 | 67.77
2027-06-24 21:00 | 56.68 | 8.9 | 3.56 | 69.14
2027-06-24 22:00 | 51.98 | 8.8 | 3.52 | 64.3
2027-06-24 23:00 | 51.46 | 8.75 | 3.5 | 63.71
2027-06-25 | 50.37 | 8.7 | 3.48 | 62.55
2027-06-25 01:00 | 53.47 | 8.65 | 3.46 | 65.58
2027-06-25 02:00 | 51.09 | 8.75 | 3.5 | 63.34
2027-06-25 03:00 | 51.55 | 8.95 | 3.58 | 64.08
2027-06-25 04:00 | 52.1 | 8.65 | 3.46 | 64.21
2027-06-25 05:00 | 52.72 | 8.6 | 3.44 | 64.76
2027-06-25 06:00 | 51.85 | 8.65 | 3.46 | 63.96
2027-06-25 07:00 | 51.79 | 8.8 | 3.52 | 64.11
2027-06-25 08:00 | 50.62 | 9.5 | 3.8 | 63.92
2027-06-25 09:00 | 50.69 | 9.9 | 3.96 | 64.55
2027-06-25 10:00 | 49.97 | 10.05 | 4.02 | 64.04
2027-06-25 11:00 | 51.74 | 9.6 | 3.84 | 65.18
2027-06-25 12:00 | 50.71 | 9.65 | 3.86 | 64.22
2027-06-25 13:00 | 51.1 | 9.5 | 3.8 | 64.4
2027-06-25 14:00 | 51.2 | 9.25 | 3.7 | 64.15
2027-06-25 15:00 | 51.39 | 8.75 | 3.5 | 63.64
2027-06-25 16:00 | 53.01 | 8.6 | 3.44 | 65.05
2027-06-25 17:00 | 52.07 | 8.6 | 3.44 | 64.11
2027-06-25 18:00 | 50.11 | 8.9 | 3.56 | 62.57
2027-06-25 19:00 | 52.04 | 9.1 | 3.64 | 64.78
2027-06-25 20:00 | 52.76 | 9.35 | 3.74 | 65.85
2027-06-25 21:00 | 56.94 | 9.35 | 3.74 | 70.03
2027-06-25 22:00 | 55.57 | 9 | 3.6 | 68.17
2027-06-25 23:00 | 57.08 | 8.95 | 3.58 | 69.61
2027-06-26 | 56.35 | 9 | 3.6 | 68.95
2027-06-26 01:00 | 55.63 | 8.8 | 3.52 | 67.95
2027-06-26 02:00 | 56.01 | 8.9 | 3.56 | 68.47
2027-06-26 03:00 | 52.85 | 8.85 | 3.54 | 65.24
2027-06-26 04:00 | 51.64 | 8.9 | 3.56 | 64.1
2027-06-26 05:00 | 51.88 | 9.1 | 3.64 | 64.62
2027-06-26 06:00 | 50 | 9.9 | 3.96 | 63.86
2027-06-26 07:00 | 49.2 | 11.65 | 4.66 | 65.51
2027-06-26 08:00 | 48.82 | 11.4 | 4.56 | 64.78
2027-06-26 09:00 | 49.15 | 11.05 | 4.42 | 64.62
2027-06-26 10:00 | 50.49 | 10.2 | 4.08 | 64.77
2027-06-26 11:00 | 51.65 | 9.9 | 3.96 | 65.51
2027-06-26 12:00 | 50.07 | 9.65 | 3.86 | 63.58
2027-06-26 13:00 | 50.96 | 9.9 | 3.96 | 64.82
2027-06-26 14:00 | 46.17 | 9.9 | 3.96 | 60.03
2027-06-26 15:00 | 56.96 | 9.4 | 3.76 | 70.12
2027-06-26 16:00 | 53.33 | 9.5 | 3.8 | 66.63
2027-06-26 17:00 | 50.02 | 9.45 | 3.78 | 63.25
2027-06-26 18:00 | 52.34 | 9.75 | 3.9 | 65.99
2027-06-26 19:00 | 50.56 | 10.2 | 4.08 | 64.84
2027-06-26 20:00 | 49.87 | 10.15 | 4.06 | 64.08
2027-06-26 21:00 | 50.45 | 9.65 | 3.86 | 63.96
2027-06-26 22:00 | 51.19 | 9.25 | 3.7 | 64.14
2027-06-26 23:00 | 50.29 | 9.75 | 3.9 | 63.94
2027-06-27 | 48.86 | 9.5 | 3.8 | 62.16
2027-06-27 01:00 | 51.69 | 9.1 | 3.64 | 64.43
2027-06-27 02:00 | 51.73 | 9.3 | 3.72 | 64.75
2027-06-27 03:00 | 50.51 | 9.5 | 3.8 | 63.81
2027-06-27 04:00 | 51.68 | 9.3 | 3.72 | 64.7
2027-06-27 05:00 | 49.75 | 10.2 | 4.08 | 64.03
2027-06-27 06:00 | 49.68 | 10.9 | 4.36 | 64.94
2027-06-27 07:00 | 48.24 | 12.05 | 4.82 | 65.11
2027-06-27 08:00 | 46.47 | 13.15 | 5.26 | 64.88
2027-06-27 09:00 | 48.79 | 12.15 | 4.86 | 65.8
2027-06-27 10:00 | 49.16 | 11.4 | 4.56 | 65.12
2027-06-27 11:00 | 50.5 | 10.55 | 4.22 | 65.27
2027-06-27 12:00 | 50.48 | 10.35 | 4.14 | 64.97
2027-06-27 13:00 | 50.15 | 10.05 | 4.02 | 64.22
2027-06-27 14:00 | 50.52 | 9.8 | 3.92 | 64.24
2027-06-27 15:00 | 50.95 | 9.45 | 3.78 | 64.18
2027-06-27 16:00 | 49.56 | 9.2 | 3.68 | 62.44
2027-06-27 17:00 | 51.31 | 9.4 | 3.76 | 64.47
2027-06-27 18:00 | 51.61 | 9.65 | 3.86 | 65.12
2027-06-27 19:00 | 50.28 | 10.1 | 4.04 | 64.42
2027-06-27 20:00 | 50.7 | 10.05 | 4.02 | 64.77
2027-06-27 21:00 | 50.85 | 9.8 | 3.92 | 64.57
2027-06-27 22:00 | 50.52 | 9.85 | 3.94 | 64.31
2027-06-27 23:00 | 50.96 | 9.75 | 3.9 | 64.61
2027-06-28 | 50.74 | 9.55 | 3.82 | 64.11
2027-06-28 01:00 | 51.33 | 9.35 | 3.74 | 64.42
2027-06-28 02:00 | 51.62 | 9.4 | 3.76 | 64.78
2027-06-28 03:00 | 52.12 | 9.15 | 3.66 | 64.93
2027-06-28 04:00 | 50.91 | 9.15 | 3.66 | 63.72
2027-06-28 05:00 | 51.27 | 9.45 | 3.78 | 64.5
2027-06-28 06:00 | 51.26 | 10.1 | 4.04 | 65.4
2027-06-28 07:00 | 49.3 | 11.7 | 4.68 | 65.68
2027-06-28 08:00 | 49.38 | 11.6 | 4.64 | 65.62
2027-06-28 09:00 | 49.28 | 10.9 | 4.36 | 64.54
2027-06-28 10:00 | 50.43 | 10.3 | 4.12 | 64.85
2027-06-28 11:00 | 50.82 | 9.65 | 3.86 | 64.33
2027-06-28 12:00 | 51.19 | 10.2 | 4.08 | 65.47
2027-06-28 13:00 | 49.85 | 10.25 | 4.1 | 64.2
2027-06-28 14:00 | 64.15 | 9.95 | 3.98 | 78.08
2027-06-28 15:00 | 59.18 | 9.75 | 3.9 | 72.83
2027-06-28 16:00 | 52.79 | 9.25 | 3.7 | 65.74
2027-06-28 17:00 | 51.72 | 9.4 | 3.76 | 64.88
2027-06-28 18:00 | 51.89 | 9.7 | 3.88 | 65.47
2027-06-28 19:00 | 51.02 | 9.95 | 3.98 | 64.95
2027-06-28 20:00 | 51.42 | 9.7 | 3.88 | 65
2027-06-28 21:00 | 52.33 | 9.3 | 3.72 | 65.35
2027-06-28 22:00 | 51.23 | 9.2 | 3.68 | 64.11
2027-06-28 23:00 | 50.9 | 9.75 | 3.9 | 64.55
2027-06-29 | 51.53 | 9.4 | 3.76 | 64.69
2027-06-29 01:00 | 51.53 | 9.1 | 3.64 | 64.27
2027-06-29 02:00 | 50.8 | 9.15 | 3.66 | 63.61
2027-06-29 03:00 | 50.66 | 9.1 | 3.64 | 63.4
2027-06-29 04:00 | 52.51 | 8.95 | 3.58 | 65.04
2027-06-29 05:00 | 51.61 | 9 | 3.6 | 64.21
2027-06-29 06:00 | 51.49 | 9.45 | 3.78 | 64.72
2027-06-29 07:00 | 50.68 | 10.65 | 4.26 | 65.59
2027-06-29 08:00 | 48.83 | 10.95 | 4.38 | 64.16
2027-06-29 09:00 | 49.88 | 10.7 | 4.28 | 64.86
2027-06-29 10:00 | 49.98 | 10.65 | 4.26 | 64.89
2027-06-29 11:00 | 50.56 | 10.2 | 4.08 | 64.84
2027-06-29 12:00 | 51.56 | 9.95 | 3.98 | 65.49
2027-06-29 13:00 | 51.26 | 9.85 | 3.94 | 65.05
2027-06-29 14:00 | 51.47 | 9.35 | 3.74 | 64.56
2027-06-29 15:00 | 51.41 | 9.3 | 3.72 | 64.43
2027-06-29 16:00 | 51.17 | 9.45 | 3.78 | 64.4
2027-06-29 17:00 | 51.67 | 9.65 | 3.86 | 65.18
2027-06-29 18:00 | 49.42 | 9.95 | 3.98 | 63.35
2027-06-29 19:00 | 48.67 | 10.3 | 4.12 | 63.09
2027-06-29 20:00 | 49.8 | 10.35 | 4.14 | 64.29
2027-06-29 21:00 | 50.5 | 9.8 | 3.92 | 64.22
2027-06-29 22:00 | 51.02 | 9.55 | 3.82 | 64.39
2027-06-29 23:00 | 51.86 | 9.55 | 3.82 | 65.23
2027-06-30 | 51.31 | 9.35 | 3.74 | 64.4
2027-06-30 01:00 | 52.14 | 9.1 | 3.64 | 64.88
2027-06-30 02:00 | 52.19 | 8.9 | 3.56 | 64.65
2027-06-30 03:00 | 50.78 | 8.8 | 3.52 | 63.1
2027-06-30 04:00 | 52.35 | 8.9 | 3.56 | 64.81
2027-06-30 05:00 | 51.02 | 9 | 3.6 | 63.62
2027-06-30 06:00 | 50.86 | 9.6 | 3.84 | 64.3
2027-06-30 07:00 | 50.37 | 11.5 | 4.6 | 66.47
2027-06-30 08:00 | 48.47 | 11.65 | 4.66 | 64.78
2027-06-30 09:00 | 48.36 | 11.65 | 4.66 | 64.67
2027-06-30 10:00 | 49.07 | 11.4 | 4.56 | 65.03
2027-06-30 11:00 | 49.36 | 11.15 | 4.46 | 64.97
2027-06-30 12:00 | 49.05 | 10.6 | 4.24 | 63.89
2027-06-30 13:00 | 51.5 | 10.3 | 4.12 | 65.92
2027-06-30 14:00 | 49.49 | 10.2 | 4.08 | 63.77
2027-06-30 15:00 | 49.54 | 10.65 | 4.26 | 64.45
2027-06-30 16:00 | 49.88 | 10.2 | 4.08 | 64.16
2027-06-30 17:00 | 50.57 | 10.35 | 4.14 | 65.06
2027-06-30 18:00 | 49.53 | 10.5 | 4.2 | 64.23
2027-06-30 19:00 | 51.35 | 10.6 | 4.24 | 66.19
2027-06-30 20:00 | 50.34 | 10.2 | 4.08 | 64.62
2027-06-30 21:00 | 50.63 | 10.15 | 4.06 | 64.84
2027-06-30 22:00 | 50.92 | 9.95 | 3.98 | 64.85
2027-06-30 23:00 | 50.16 | 10.05 | 4.02 | 64.23
2027-07-01 | 54.06 | 6.1 | 2.44 | 62.6
2027-07-01 01:00 | 54.66 | 6.39 | 2.56 | 63.61
2027-07-01 02:00 | 53.33 | 6.4 | 2.56 | 62.29
2027-07-01 03:00 | 54.93 | 6.5 | 2.6 | 64.03
2027-07-01 04:00 | 54.23 | 6.6 | 2.64 | 63.47
2027-07-01 05:00 | 54.79 | 6.51 | 2.6 | 63.9
2027-07-01 06:00 | 53.77 | 6.7 | 2.68 | 63.15
2027-07-01 07:00 | 56.42 | 6.59 | 2.64 | 65.65
2027-07-01 08:00 | 54.82 | 6.61 | 2.64 | 64.07
2027-07-01 09:00 | 55.62 | 7 | 2.8 | 65.42
2027-07-01 10:00 | 55.53 | 6.7 | 2.68 | 64.91
2027-07-01 11:00 | 54.89 | 6.5 | 2.6 | 63.99
2027-07-01 12:00 | 56.32 | 6.2 | 2.48 | 65
2027-07-01 13:00 | 55.76 | 6.31 | 2.52 | 64.59
2027-07-01 14:00 | 56.21 | 6.29 | 2.52 | 65.02
2027-07-01 15:00 | 55.03 | 6.4 | 2.56 | 63.99
2027-07-01 16:00 | 55.32 | 6.4 | 2.56 | 64.28
2027-07-01 17:00 | 57.21 | 6.51 | 2.6 | 66.32
2027-07-01 18:00 | 56.41 | 6.4 | 2.56 | 65.37
2027-07-01 19:00 | 54.33 | 6.7 | 2.68 | 63.71
2027-07-01 20:00 | 55.85 | 6.5 | 2.6 | 64.95
2027-07-01 21:00 | 55.66 | 6.39 | 2.56 | 64.61
2027-07-01 22:00 | 57.26 | 6.2 | 2.48 | 65.94
2027-07-01 23:00 | 55.33 | 6.09 | 2.44 | 63.86
2027-07-02 | 55.47 | 6.21 | 2.48 | 64.16
2027-07-02 01:00 | 56.33 | 6 | 2.4 | 64.73
2027-07-02 02:00 | 57.21 | 6 | 2.4 | 65.61
2027-07-02 03:00 | 56.27 | 6.3 | 2.52 | 65.09
2027-07-02 04:00 | 54.78 | 6.1 | 2.44 | 63.32
2027-07-02 05:00 | 54.57 | 6.2 | 2.48 | 63.25
2027-07-02 06:00 | 56.42 | 6.12 | 2.45 | 64.99
2027-07-02 07:00 | 55.02 | 6.09 | 2.44 | 63.55
2027-07-02 08:00 | 55.63 | 6.09 | 2.44 | 64.16
2027-07-02 09:00 | 54.49 | 6.21 | 2.48 | 63.18
2027-07-02 10:00 | 57.78 | 6.39 | 2.56 | 66.73
2027-07-02 11:00 | 54.25 | 6.2 | 2.48 | 62.93
2027-07-02 12:00 | 55.37 | 6.3 | 2.52 | 64.19
2027-07-02 13:00 | 54.53 | 6.2 | 2.48 | 63.21
2027-07-02 14:00 | 54.62 | 6 | 2.4 | 63.02
2027-07-02 15:00 | 54.23 | 6.1 | 2.44 | 62.77
2027-07-02 16:00 | 55.06 | 6.3 | 2.52 | 63.88
2027-07-02 17:00 | 54.36 | 6.5 | 2.6 | 63.46
2027-07-02 18:00 | 54.4 | 6.51 | 2.6 | 63.51
2027-07-02 19:00 | 54.29 | 6.39 | 2.56 | 63.24
2027-07-02 20:00 | 54.53 | 6.4 | 2.56 | 63.49
2027-07-02 21:00 | 53.31 | 6.4 | 2.56 | 62.27
2027-07-02 22:00 | 54.91 | 6.19 | 2.48 | 63.58
2027-07-02 23:00 | 54.89 | 6.22 | 2.49 | 63.6
2027-07-03 | 54.12 | 6.1 | 2.44 | 62.66
2027-07-03 01:00 | 54.3 | 5.8 | 2.32 | 62.42
2027-07-03 02:00 | 54.41 | 6.58 | 2.63 | 63.62
2027-07-03 03:00 | 54.03 | 6.31 | 2.52 | 62.86
2027-07-03 04:00 | 55.13 | 6.3 | 2.52 | 63.95
2027-07-03 05:00 | 53.91 | 6.41 | 2.56 | 62.88
2027-07-03 06:00 | 55.05 | 6.4 | 2.56 | 64.01
2027-07-03 07:00 | 54.29 | 6.39 | 2.56 | 63.24
2027-07-03 08:00 | 54.47 | 6.4 | 2.56 | 63.43
2027-07-03 09:00 | 55.38 | 6.41 | 2.56 | 64.35
2027-07-03 10:00 | 68.2 | 6.69 | 2.68 | 77.57
2027-07-03 11:00 | 67.98 | 6.4 | 2.56 | 76.94
2027-07-03 12:00 | 56.04 | 6.2 | 2.48 | 64.72
2027-07-03 13:00 | 54.05 | 6.01 | 2.4 | 62.46
2027-07-03 14:00 | 54.01 | 6.29 | 2.52 | 62.82
2027-07-03 15:00 | 55.81 | 6.2 | 2.48 | 64.49
2027-07-03 16:00 | 55.28 | 6.4 | 2.56 | 64.24
2027-07-03 17:00 | 54.83 | 6.4 | 2.56 | 63.79
2027-07-03 18:00 | 54.98 | 6.59 | 2.64 | 64.21
2027-07-03 19:00 | 53.93 | 6.51 | 2.6 | 63.04
2027-07-03 20:00 | 53.82 | 6.5 | 2.6 | 62.92
2027-07-03 21:00 | 54.35 | 6.31 | 2.52 | 63.18
2027-07-03 22:00 | 54.82 | 6.3 | 2.52 | 63.64
2027-07-03 23:00 | 53.25 | 6.29 | 2.52 | 62.06
2027-07-04 | 55.22 | 6.1 | 2.44 | 63.76
2027-07-04 01:00 | 54.19 | 6.09 | 2.44 | 62.72
2027-07-04 02:00 | 53.4 | 6.31 | 2.52 | 62.23
2027-07-04 03:00 | 54.3 | 6.3 | 2.52 | 63.12
2027-07-04 04:00 | 52.97 | 6.4 | 2.56 | 61.93
2027-07-04 05:00 | 54.09 | 6.4 | 2.56 | 63.05
2027-07-04 06:00 | 53.78 | 6.51 | 2.6 | 62.89
2027-07-04 07:00 | 52.86 | 6.4 | 2.56 | 61.82
2027-07-04 08:00 | 53.26 | 6.79 | 2.72 | 62.77
2027-07-04 09:00 | 54.76 | 6.7 | 2.68 | 64.14
2027-07-04 10:00 | 52.96 | 6.91 | 2.76 | 62.63
2027-07-04 11:00 | 65.38 | 6.8 | 2.72 | 74.9
2027-07-04 12:00 | 58.56 | 6.69 | 2.68 | 67.93
2027-07-04 13:00 | 53.69 | 6.79 | 2.72 | 63.2
2027-07-04 14:00 | 53.34 | 6.81 | 2.72 | 62.87
2027-07-04 15:00 | 53.61 | 6.9 | 2.76 | 63.27
2027-07-04 16:00 | 54.07 | 6.7 | 2.68 | 63.45
2027-07-04 17:00 | 54.01 | 6.6 | 2.64 | 63.25
2027-07-04 18:00 | 53.92 | 6.6 | 2.64 | 63.16
2027-07-04 19:00 | 53.97 | 6.7 | 2.68 | 63.35
2027-07-04 20:00 | 53.98 | 6.5 | 2.6 | 63.08
2027-07-04 21:00 | 53.8 | 6.6 | 2.64 | 63.04
2027-07-04 22:00 | 54.51 | 6.4 | 2.56 | 63.47
2027-07-04 23:00 | 54.85 | 6.31 | 2.52 | 63.68
2027-07-05 | 53.74 | 6.19 | 2.48 | 62.41
2027-07-05 01:00 | 54.3 | 6.21 | 2.48 | 62.99
2027-07-05 02:00 | 55.08 | 6.39 | 2.56 | 64.03
2027-07-05 03:00 | 54.75 | 6.29 | 2.52 | 63.56
2027-07-05 04:00 | 54.35 | 6.4 | 2.56 | 63.31
2027-07-05 05:00 | 55.07 | 6.41 | 2.56 | 64.04
2027-07-05 06:00 | 53.55 | 6.61 | 2.64 | 62.8
2027-07-05 07:00 | 54.01 | 6.59 | 2.64 | 63.24
2027-07-05 08:00 | 54.93 | 6.29 | 2.52 | 63.74
2027-07-05 09:00 | 53.78 | 6.52 | 2.61 | 62.91
2027-07-05 10:00 | 50.5 | 6.49 | 2.6 | 59.59
2027-07-05 11:00 | 54.49 | 6.4 | 2.56 | 63.45
2027-07-05 12:00 | 53.52 | 6.41 | 2.56 | 62.49
2027-07-05 13:00 | 54.49 | 6.49 | 2.6 | 63.58
2027-07-05 14:00 | 54.69 | 6.5 | 2.6 | 63.79
2027-07-05 15:00 | 53.02 | 6.49 | 2.6 | 62.11
2027-07-05 16:00 | 54.61 | 6.61 | 2.64 | 63.86
2027-07-05 17:00 | 54.75 | 6.4 | 2.56 | 63.71
2027-07-05 18:00 | 54.4 | 6.5 | 2.6 | 63.5
2027-07-05 19:00 | 55.04 | 6.5 | 2.6 | 64.14
2027-07-05 20:00 | 54.1 | 6.3 | 2.52 | 62.92
2027-07-05 21:00 | 53.36 | 6.41 | 2.56 | 62.33
2027-07-05 22:00 | 55.3 | 6.19 | 2.48 | 63.97
2027-07-05 23:00 | 54.15 | 6.2 | 2.48 | 62.83
2027-07-06 | 53.76 | 6.21 | 2.48 | 62.45
2027-07-06 01:00 | 54.84 | 6.58 | 2.63 | 64.05
2027-07-06 02:00 | 53.44 | 7.42 | 2.97 | 63.83
2027-07-06 03:00 | 53.45 | 7.38 | 2.95 | 63.78
2027-07-06 04:00 | 53.08 | 7.41 | 2.96 | 63.45
2027-07-06 05:00 | 53.85 | 7.29 | 2.92 | 64.06
2027-07-06 06:00 | 52.23 | 7.82 | 3.13 | 63.18
2027-07-06 07:00 | 53.22 | 7.89 | 3.16 | 64.27
2027-07-06 08:00 | 53.56 | 7.3 | 2.92 | 63.78
2027-07-06 09:00 | 52.41 | 6.99 | 2.8 | 62.2
2027-07-06 10:00 | 50.65 | 7.01 | 2.8 | 60.46
2027-07-06 11:00 | 51.34 | 6.5 | 2.6 | 60.44
2027-07-06 12:00 | 48.63 | 6.51 | 2.6 | 57.74
2027-07-06 13:00 | 51.09 | 6.39 | 2.56 | 60.04
2027-07-06 14:00 | 50.16 | 6.49 | 2.6 | 59.25
2027-07-06 15:00 | 49.93 | 6.31 | 2.52 | 58.76
2027-07-06 16:00 | 50.48 | 6.4 | 2.56 | 59.44
2027-07-06 17:00 | 55.79 | 6.29 | 2.52 | 64.6
2027-07-06 18:00 | 55.86 | 6.02 | 2.41 | 64.29
2027-07-06 19:00 | 55.3 | 5.79 | 2.32 | 63.41
2027-07-06 20:00 | 54.86 | 5.6 | 2.24 | 62.7
2027-07-06 21:00 | 55.9 | 5.5 | 2.2 | 63.6
2027-07-06 22:00 | 55.16 | 5.3 | 2.12 | 62.58
2027-07-06 23:00 | 55.57 | 5.19 | 2.08 | 62.84
2027-07-07 | 56.21 | 5.01 | 2 | 63.22
2027-07-07 01:00 | 55.62 | 5 | 2 | 62.62
2027-07-07 02:00 | 56.33 | 5.29 | 2.12 | 63.74
2027-07-07 03:00 | 55.54 | 5.41 | 2.16 | 63.11
2027-07-07 04:00 | 54.93 | 5.6 | 2.24 | 62.77
2027-07-07 05:00 | 55.84 | 5.69 | 2.28 | 63.81
2027-07-07 06:00 | 54.83 | 5.91 | 2.36 | 63.1
2027-07-07 07:00 | 55.08 | 5.9 | 2.36 | 63.34
2027-07-07 08:00 | 54.67 | 6 | 2.4 | 63.07
2027-07-07 09:00 | 54.31 | 5.99 | 2.4 | 62.7
2027-07-07 10:00 | 54.37 | 5.8 | 2.32 | 62.49
2027-07-07 11:00 | 54.71 | 5.71 | 2.28 | 62.7
2027-07-07 12:00 | 55.5 | 5.8 | 2.32 | 63.62
2027-07-07 13:00 | 55.02 | 5.8 | 2.32 | 63.14
2027-07-07 14:00 | 55.09 | 5.71 | 2.28 | 63.08
2027-07-07 15:00 | 55.82 | 5.9 | 2.36 | 64.08
2027-07-07 16:00 | 54.78 | 5.79 | 2.32 | 62.89
2027-07-07 17:00 | 55.38 | 5.81 | 2.32 | 63.51
2027-07-07 18:00 | 55.2 | 5.98 | 2.39 | 63.57
2027-07-07 19:00 | 55.89 | 6.21 | 2.48 | 64.58
2027-07-07 20:00 | 56.66 | 6.1 | 2.44 | 65.2
2027-07-07 21:00 | 57 | 5.71 | 2.28 | 64.99
2027-07-07 22:00 | 55.68 | 5.79 | 2.32 | 63.79
2027-07-07 23:00 | 56.06 | 5.81 | 2.32 | 64.19
2027-07-08 | 55.03 | 5.59 | 2.24 | 62.86
2027-07-08 01:00 | 56.09 | 5.49 | 2.2 | 63.78
2027-07-08 02:00 | 56.03 | 5.61 | 2.24 | 63.88
2027-07-08 03:00 | 55.46 | 5.79 | 2.32 | 63.57
2027-07-08 04:00 | 56.12 | 5.7 | 2.28 | 64.1
2027-07-08 05:00 | 56.22 | 5.51 | 2.2 | 63.93
2027-07-08 06:00 | 56.58 | 5.9 | 2.36 | 64.84
2027-07-08 07:00 | 55.45 | 5.71 | 2.28 | 63.44
2027-07-08 08:00 | 55.39 | 5.8 | 2.32 | 63.51
2027-07-08 09:00 | 55.44 | 5.79 | 2.32 | 63.55
2027-07-08 10:00 | 55.38 | 6 | 2.4 | 63.78
2027-07-08 11:00 | 55.4 | 5.79 | 2.32 | 63.51
2027-07-08 12:00 | 56.07 | 5.83 | 2.33 | 64.23
2027-07-08 13:00 | 55.94 | 5.58 | 2.23 | 63.75
2027-07-08 14:00 | 56.2 | 5.7 | 2.28 | 64.18
2027-07-08 15:00 | 55.76 | 5.81 | 2.32 | 63.89
2027-07-08 16:00 | 56.04 | 5.99 | 2.4 | 64.43
2027-07-08 17:00 | 54.78 | 6.1 | 2.44 | 63.32
2027-07-08 18:00 | 55.45 | 6 | 2.4 | 63.85
2027-07-08 19:00 | 55.72 | 6.2 | 2.48 | 64.4
2027-07-08 20:00 | 54.81 | 6.2 | 2.48 | 63.49
2027-07-08 21:00 | 56.24 | 6.01 | 2.4 | 64.65
2027-07-08 22:00 | 55 | 5.91 | 2.36 | 63.27
2027-07-08 23:00 | 55.24 | 6.08 | 2.43 | 63.75
2027-07-09 | 56.49 | 5.71 | 2.28 | 64.48
2027-07-09 01:00 | 54.9 | 5.9 | 2.36 | 63.16
2027-07-09 02:00 | 55.34 | 5.89 | 2.36 | 63.59
2027-07-09 03:00 | 56.27 | 6 | 2.4 | 64.67
2027-07-09 04:00 | 56.03 | 6 | 2.4 | 64.43
2027-07-09 05:00 | 55 | 6 | 2.4 | 63.4
2027-07-09 06:00 | 54.85 | 6.1 | 2.44 | 63.39
2027-07-09 07:00 | 55.72 | 5.5 | 2.2 | 63.42
2027-07-09 08:00 | 55.48 | 6.39 | 2.56 | 64.43
2027-07-09 09:00 | 55.31 | 6.21 | 2.48 | 64
2027-07-09 10:00 | 55.96 | 6.11 | 2.44 | 64.51
2027-07-09 11:00 | 54.73 | 6.09 | 2.44 | 63.26
2027-07-09 12:00 | 55.34 | 6.11 | 2.44 | 63.89
2027-07-09 13:00 | 55.7 | 6.09 | 2.44 | 64.23
2027-07-09 14:00 | 55.78 | 5.79 | 2.32 | 63.89
2027-07-09 15:00 | 56.45 | 5.9 | 2.36 | 64.71
2027-07-09 16:00 | 50.53 | 6 | 2.4 | 58.93
2027-07-09 17:00 | 45.12 | 5.91 | 2.36 | 53.39
2027-07-09 18:00 | 48.13 | 6 | 2.4 | 56.53
2027-07-09 19:00 | 61.07 | 6.1 | 2.44 | 69.61
2027-07-09 20:00 | 55.55 | 6.2 | 2.48 | 64.23
2027-07-09 21:00 | 57.81 | 6.1 | 2.44 | 66.35
2027-07-09 22:00 | 54.58 | 5.9 | 2.36 | 62.84
2027-07-09 23:00 | 56.3 | 5.79 | 2.32 | 64.41
2027-07-10 | 55.95 | 5.6 | 2.24 | 63.79
2027-07-10 01:00 | 56.45 | 5.2 | 2.08 | 63.73
2027-07-10 02:00 | 55.42 | 6.22 | 2.49 | 64.13
2027-07-10 03:00 | 55.83 | 5.89 | 2.36 | 64.08
2027-07-10 04:00 | 56.12 | 6 | 2.4 | 64.52
2027-07-10 05:00 | 56.34 | 5.89 | 2.36 | 64.59
2027-07-10 06:00 | 55.82 | 6.01 | 2.4 | 64.23
2027-07-10 07:00 | 57.33 | 6 | 2.4 | 65.73
2027-07-10 08:00 | 56.47 | 5.9 | 2.36 | 64.73
2027-07-10 09:00 | 56.49 | 5.79 | 2.32 | 64.6
2027-07-10 10:00 | 55.98 | 6.12 | 2.45 | 64.55
2027-07-10 11:00 | 56.63 | 5.7 | 2.28 | 64.61
2027-07-10 12:00 | 56.98 | 5.78 | 2.31 | 65.07
2027-07-10 13:00 | 56.78 | 5.9 | 2.36 | 65.04
2027-07-10 14:00 | 57.05 | 5.71 | 2.28 | 65.04
2027-07-10 15:00 | 56.65 | 5.79 | 2.32 | 64.76
2027-07-10 16:00 | 56.89 | 5.92 | 2.37 | 65.18
2027-07-10 17:00 | 56.64 | 5.99 | 2.4 | 65.03
2027-07-10 18:00 | 56.13 | 5.9 | 2.36 | 64.39
2027-07-10 19:00 | 55.95 | 6.2 | 2.48 | 64.63
2027-07-10 20:00 | 54.99 | 6 | 2.4 | 63.39
2027-07-10 21:00 | 55.25 | 5.8 | 2.32 | 63.37
2027-07-10 22:00 | 54.77 | 5.71 | 2.28 | 62.76
2027-07-10 23:00 | 55.67 | 5.69 | 2.28 | 63.64
2027-07-11 | 56.19 | 5.5 | 2.2 | 63.89
2027-07-11 01:00 | 55.5 | 5.5 | 2.2 | 63.2
2027-07-11 02:00 | 56.18 | 5.5 | 2.2 | 63.88
2027-07-11 03:00 | 54.37 | 5.5 | 2.2 | 62.07
2027-07-11 04:00 | 55.75 | 5.6 | 2.24 | 63.59
2027-07-11 05:00 | 56.24 | 5.7 | 2.28 | 64.22
2027-07-11 06:00 | 55.77 | 5.7 | 2.28 | 63.75
2027-07-11 07:00 | 56.4 | 5.71 | 2.28 | 64.39
2027-07-11 08:00 | 58.22 | 5.69 | 2.28 | 66.19
2027-07-11 09:00 | 56.11 | 5.7 | 2.28 | 64.09
2027-07-11 10:00 | 69.58 | 5.59 | 2.24 | 77.41
2027-07-11 11:00 | 68.28 | 5.9 | 2.36 | 76.54
2027-07-11 12:00 | 67.13 | 5.62 | 2.25 | 75
2027-07-11 13:00 | 65.39 | 5.58 | 2.23 | 73.2
2027-07-11 14:00 | 56.44 | 5.61 | 2.24 | 64.29
2027-07-11 15:00 | 55.22 | 5.7 | 2.28 | 63.2
2027-07-11 16:00 | 56.17 | 5.71 | 2.28 | 64.16
2027-07-11 17:00 | 56.75 | 5.79 | 2.32 | 64.86
2027-07-11 18:00 | 57.96 | 5.9 | 2.36 | 66.22
2027-07-11 19:00 | 59.79 | 5.9 | 2.36 | 68.05
2027-07-11 20:00 | 56.55 | 5.81 | 2.32 | 64.68
2027-07-11 21:00 | 54.63 | 5.79 | 2.32 | 62.74
2027-07-11 22:00 | 56.97 | 5.5 | 2.2 | 64.67
2027-07-11 23:00 | 54.75 | 5.7 | 2.28 | 62.73
2027-07-12 | 53.9 | 5.5 | 2.2 | 61.6
2027-07-12 01:00 | 54.7 | 5.4 | 2.16 | 62.26
2027-07-12 02:00 | 57.91 | 5.6 | 2.24 | 65.75
2027-07-12 03:00 | 56.9 | 5.51 | 2.2 | 64.61
2027-07-12 04:00 | 54.82 | 5.5 | 2.2 | 62.52
2027-07-12 05:00 | 55.53 | 5.69 | 2.28 | 63.5
2027-07-12 06:00 | 54.38 | 6 | 2.4 | 62.78
2027-07-12 07:00 | 54.47 | 6.01 | 2.4 | 62.88
2027-07-12 08:00 | 56.29 | 5.9 | 2.36 | 64.55
2027-07-12 09:00 | 56.21 | 5.97 | 2.39 | 64.57
2027-07-12 10:00 | 55.05 | 6.02 | 2.41 | 63.48
2027-07-12 11:00 | 55.93 | 5.9 | 2.36 | 64.19
2027-07-12 12:00 | 56.28 | 6 | 2.4 | 64.68
2027-07-12 13:00 | 56.12 | 5.89 | 2.36 | 64.37
2027-07-12 14:00 | 57.12 | 5.8 | 2.32 | 65.24
2027-07-12 15:00 | 54.66 | 5.91 | 2.36 | 62.93
2027-07-12 16:00 | 55.77 | 6.21 | 2.48 | 64.46
2027-07-12 17:00 | 55.9 | 6.09 | 2.44 | 64.43
2027-07-12 18:00 | 56.13 | 6.4 | 2.56 | 65.09
2027-07-12 19:00 | 54.86 | 6.29 | 2.52 | 63.67
2027-07-12 20:00 | 55.25 | 6.41 | 2.56 | 64.22
2027-07-12 21:00 | 55.17 | 5.9 | 2.36 | 63.43
2027-07-12 22:00 | 55.53 | 6.29 | 2.52 | 64.34
2027-07-12 23:00 | 55.49 | 6.11 | 2.44 | 64.04
2027-07-13 | 56.23 | 5.9 | 2.36 | 64.49
2027-07-13 01:00 | 56.09 | 6 | 2.4 | 64.49
2027-07-13 02:00 | 55.05 | 6.21 | 2.48 | 63.74
2027-07-13 03:00 | 56.02 | 6.1 | 2.44 | 64.56
2027-07-13 04:00 | 55.97 | 6.18 | 2.47 | 64.62
2027-07-13 05:00 | 55.21 | 6.11 | 2.44 | 63.76
2027-07-13 06:00 | 55.65 | 6.21 | 2.48 | 64.34
2027-07-13 07:00 | 57.04 | 6.39 | 2.56 | 65.99
2027-07-13 08:00 | 55.34 | 6.3 | 2.52 | 64.16
2027-07-13 09:00 | 55.86 | 6.39 | 2.56 | 64.81
2027-07-13 10:00 | 55.78 | 6.21 | 2.48 | 64.47
2027-07-13 11:00 | 54.95 | 6.1 | 2.44 | 63.49
2027-07-13 12:00 | 55.56 | 6.11 | 2.44 | 64.11
2027-07-13 13:00 | 56.19 | 5.79 | 2.32 | 64.3
2027-07-13 14:00 | 55.07 | 6.6 | 2.64 | 64.31
2027-07-13 15:00 | 56.14 | 6.21 | 2.48 | 64.83
2027-07-13 16:00 | 56.33 | 6.19 | 2.48 | 65
2027-07-13 17:00 | 55.08 | 6.39 | 2.56 | 64.03
2027-07-13 18:00 | 55.79 | 6.31 | 2.52 | 64.62
2027-07-13 19:00 | 55.77 | 6.39 | 2.56 | 64.72
2027-07-13 20:00 | 54.73 | 6.21 | 2.48 | 63.42
2027-07-13 21:00 | 55.85 | 6.2 | 2.48 | 64.53
2027-07-13 22:00 | 56.36 | 6 | 2.4 | 64.76
2027-07-13 23:00 | 54.75 | 6.11 | 2.44 | 63.3
2027-07-14 | 56.91 | 5.78 | 2.31 | 65
2027-07-14 01:00 | 56.29 | 5.71 | 2.28 | 64.28
2027-07-14 02:00 | 55.02 | 5.88 | 2.35 | 63.25
2027-07-14 03:00 | 49.45 | 5.83 | 2.33 | 57.61
2027-07-14 04:00 | 54.52 | 5.99 | 2.4 | 62.91
2027-07-14 05:00 | 55.07 | 5.9 | 2.36 | 63.33
2027-07-14 06:00 | 55.01 | 6.1 | 2.44 | 63.55
2027-07-14 07:00 | 54.64 | 6.09 | 2.44 | 63.17
2027-07-14 08:00 | 53.84 | 6 | 2.4 | 62.24
2027-07-14 09:00 | 44.87 | 6.02 | 2.41 | 53.3
2027-07-14 10:00 | 51.11 | 5.89 | 2.36 | 59.36
2027-07-14 11:00 | 42.86 | 5.8 | 2.32 | 50.98
2027-07-14 12:00 | 42.17 | 5.59 | 2.24 | 50
2027-07-14 13:00 | 57.54 | 5.72 | 2.29 | 65.55
2027-07-14 14:00 | 55.98 | 5.79 | 2.32 | 64.09
2027-07-14 15:00 | 55.94 | 6.01 | 2.4 | 64.35
2027-07-14 16:00 | 56.61 | 5.98 | 2.39 | 64.98
2027-07-14 17:00 | 55.87 | 6.11 | 2.44 | 64.42
2027-07-14 18:00 | 50.08 | 6.21 | 2.48 | 58.77
2027-07-14 19:00 | 53.24 | 6.18 | 2.47 | 61.89
2027-07-14 20:00 | 53.01 | 6.21 | 2.48 | 61.7
2027-07-14 21:00 | 55.39 | 6 | 2.4 | 63.79
2027-07-14 22:00 | 56.83 | 5.9 | 2.36 | 65.09
2027-07-14 23:00 | 55.71 | 5.8 | 2.32 | 63.83
2027-07-15 | 57.01 | 5.69 | 2.28 | 64.98
2027-07-15 01:00 | 56.53 | 5.81 | 2.32 | 64.66
2027-07-15 02:00 | 53.44 | 5.9 | 2.36 | 61.7
2027-07-15 03:00 | 55.34 | 5.79 | 2.32 | 63.45
2027-07-15 04:00 | 55.52 | 6.01 | 2.4 | 63.93
2027-07-15 05:00 | 55.24 | 5.91 | 2.36 | 63.51
2027-07-15 06:00 | 54.85 | 6 | 2.4 | 63.25
2027-07-15 07:00 | 57.15 | 5.99 | 2.4 | 65.54
2027-07-15 08:00 | 54.98 | 5.9 | 2.36 | 63.24
2027-07-15 09:00 | 55.63 | 5.9 | 2.36 | 63.89
2027-07-15 10:00 | 56.39 | 6.1 | 2.44 | 64.93
2027-07-15 11:00 | 55.86 | 6.11 | 2.44 | 64.41
2027-07-15 12:00 | 55.46 | 5.88 | 2.35 | 63.69
2027-07-15 13:00 | 57.47 | 5.71 | 2.28 | 65.46
2027-07-15 14:00 | 55.89 | 5.9 | 2.36 | 64.15
2027-07-15 15:00 | 56.73 | 5.8 | 2.32 | 64.85
2027-07-15 16:00 | 56.77 | 5.91 | 2.36 | 65.04
2027-07-15 17:00 | 54.58 | 6.1 | 2.44 | 63.12
2027-07-15 18:00 | 56.22 | 6.2 | 2.48 | 64.9
2027-07-15 19:00 | 55.44 | 6.09 | 2.44 | 63.97
2027-07-15 20:00 | 56.82 | 6 | 2.4 | 65.22
2027-07-15 21:00 | 55.3 | 5.89 | 2.36 | 63.55
2027-07-15 22:00 | 54.88 | 5.91 | 2.36 | 63.15
2027-07-15 23:00 | 49.19 | 5.9 | 2.36 | 57.45
2027-07-16 | 48.45 | 5.5 | 2.2 | 56.15
2027-07-16 01:00 | 47.03 | 5.61 | 2.24 | 54.88
2027-07-16 02:00 | 46.13 | 5.6 | 2.24 | 53.97
2027-07-16 03:00 | 46.59 | 5.6 | 2.24 | 54.43
2027-07-16 04:00 | 46.45 | 5.69 | 2.28 | 54.42
2027-07-16 05:00 | 45.02 | 5.8 | 2.32 | 53.14
2027-07-16 06:00 | 46.09 | 5.8 | 2.32 | 54.21
2027-07-16 07:00 | 47.15 | 5.71 | 2.28 | 55.14
2027-07-16 08:00 | 48.56 | 5.69 | 2.28 | 56.53
2027-07-16 09:00 | 56.21 | 6 | 2.4 | 64.61
2027-07-16 10:00 | 55.77 | 6.01 | 2.4 | 64.18
2027-07-16 11:00 | 55.39 | 6.1 | 2.44 | 63.93
2027-07-16 12:00 | 51.27 | 4.89 | 1.96 | 58.12
2027-07-16 13:00 | 47.71 | 6.8 | 2.72 | 57.23
2027-07-16 14:00 | 47.52 | 5.8 | 2.32 | 55.64
2027-07-16 15:00 | 46.59 | 5.69 | 2.28 | 54.56
2027-07-16 16:00 | 45.97 | 5.81 | 2.32 | 54.1
2027-07-16 17:00 | 45.89 | 5.8 | 2.32 | 54.01
2027-07-16 18:00 | 46.46 | 5.9 | 2.36 | 54.72
2027-07-16 19:00 | 48.6 | 6 | 2.4 | 57
2027-07-16 20:00 | 47.77 | 6.11 | 2.44 | 56.32
2027-07-16 21:00 | 47.19 | 5.99 | 2.4 | 55.58
2027-07-16 22:00 | 46.98 | 5.99 | 2.4 | 55.37
2027-07-16 23:00 | 48.1 | 5.81 | 2.32 | 56.23
2027-07-17 | 46.8 | 5.7 | 2.28 | 54.78
2027-07-17 01:00 | 45.71 | 5.7 | 2.28 | 53.69
2027-07-17 02:00 | 45.29 | 5.61 | 2.24 | 53.14
2027-07-17 03:00 | 46.57 | 5.79 | 2.32 | 54.68
2027-07-17 04:00 | 47.18 | 6 | 2.4 | 55.58
2027-07-17 05:00 | 48.77 | 5.89 | 2.36 | 57.02
2027-07-17 06:00 | 51.87 | 5.9 | 2.36 | 60.13
2027-07-17 07:00 | 54.29 | 6.21 | 2.48 | 62.98
2027-07-17 08:00 | 54.21 | 5.89 | 2.36 | 62.46
2027-07-17 09:00 | 53.7 | 6.01 | 2.4 | 62.11
2027-07-17 10:00 | 53.28 | 6.1 | 2.44 | 61.82
2027-07-17 11:00 | 51.54 | 5.99 | 2.4 | 59.93
2027-07-17 12:00 | 50.3 | 5.83 | 2.33 | 58.46
2027-07-17 13:00 | 49.26 | 5.77 | 2.31 | 57.34
2027-07-17 14:00 | 48.21 | 5.7 | 2.28 | 56.19
2027-07-17 15:00 | 47.32 | 5.81 | 2.32 | 55.45
2027-07-17 16:00 | 46.73 | 6 | 2.4 | 55.13
2027-07-17 17:00 | 47.04 | 6 | 2.4 | 55.44
2027-07-17 18:00 | 48.26 | 6.11 | 2.44 | 56.81
2027-07-17 19:00 | 50.55 | 6.2 | 2.48 | 59.23
2027-07-17 20:00 | 50.01 | 6.19 | 2.48 | 58.68
2027-07-17 21:00 | 49.34 | 5.9 | 2.36 | 57.6
2027-07-17 22:00 | 48.72 | 6 | 2.4 | 57.12
2027-07-17 23:00 | 48.66 | 5.79 | 2.32 | 56.77
2027-07-18 | 47.32 | 5.61 | 2.24 | 55.17
2027-07-18 01:00 | 45.66 | 5.6 | 2.24 | 53.5
2027-07-18 02:00 | 45.75 | 5.6 | 2.24 | 53.59
2027-07-18 03:00 | 46.02 | 5.71 | 2.28 | 54.01
2027-07-18 04:00 | 45.95 | 5.69 | 2.28 | 53.92
2027-07-18 05:00 | 46.16 | 5.91 | 2.36 | 54.43
2027-07-18 06:00 | 48.63 | 5.89 | 2.36 | 56.88
2027-07-18 07:00 | 53.56 | 5.89 | 2.36 | 61.81
2027-07-18 08:00 | 53.6 | 6 | 2.4 | 62
2027-07-18 09:00 | 52.93 | 6.01 | 2.4 | 61.34
2027-07-18 10:00 | 52.88 | 5.9 | 2.36 | 61.14
2027-07-18 11:00 | 50.75 | 5.9 | 2.36 | 59.01
2027-07-18 12:00 | 49.69 | 5.9 | 2.36 | 57.95
2027-07-18 13:00 | 48.96 | 5.8 | 2.32 | 57.08
2027-07-18 14:00 | 47.64 | 5.8 | 2.32 | 55.76
2027-07-18 15:00 | 46.28 | 6.1 | 2.44 | 54.82
2027-07-18 16:00 | 46.38 | 5.79 | 2.32 | 54.49
2027-07-18 17:00 | 46.14 | 6 | 2.4 | 54.54
2027-07-18 18:00 | 47.25 | 6.11 | 2.44 | 55.8
2027-07-18 19:00 | 49.1 | 6 | 2.4 | 57.5
2027-07-18 20:00 | 48.85 | 6.1 | 2.44 | 57.39
2027-07-18 21:00 | 49.99 | 6 | 2.4 | 58.39
2027-07-18 22:00 | 48.98 | 5.8 | 2.32 | 57.1
2027-07-18 23:00 | 47.53 | 5.9 | 2.36 | 55.79
2027-07-19 | 46.8 | 5.4 | 2.16 | 54.36
2027-07-19 01:00 | 46.27 | 5.6 | 2.24 | 54.11
2027-07-19 02:00 | 46.63 | 5.49 | 2.2 | 54.32
2027-07-19 03:00 | 47.1 | 5.71 | 2.28 | 55.09
2027-07-19 04:00 | 48.39 | 5.81 | 2.32 | 56.52
2027-07-19 05:00 | 49.62 | 5.79 | 2.32 | 57.73
2027-07-19 06:00 | 53.32 | 6 | 2.4 | 61.72
2027-07-19 07:00 | 57.39 | 6.11 | 2.44 | 65.94
2027-07-19 08:00 | 55.6 | 5.89 | 2.36 | 63.85
2027-07-19 09:00 | 53.77 | 5.9 | 2.36 | 62.03
2027-07-19 10:00 | 51.04 | 6 | 2.4 | 59.44
2027-07-19 11:00 | 48.45 | 5.7 | 2.28 | 56.43
2027-07-19 12:00 | 46.69 | 5.71 | 2.28 | 54.68
2027-07-19 13:00 | 46.15 | 5.69 | 2.28 | 54.12
2027-07-19 14:00 | 45.39 | 5.8 | 2.32 | 53.51
2027-07-19 15:00 | 44.12 | 5.81 | 2.32 | 52.25
2027-07-19 16:00 | 44.33 | 5.89 | 2.36 | 52.58
2027-07-19 17:00 | 44.65 | 5.9 | 2.36 | 52.91
2027-07-19 18:00 | 46.06 | 6.19 | 2.48 | 54.73
2027-07-19 19:00 | 47.23 | 6.01 | 2.4 | 55.64
2027-07-19 20:00 | 47.44 | 5.8 | 2.32 | 55.56
2027-07-19 21:00 | 45.69 | 5.71 | 2.28 | 53.68
2027-07-19 22:00 | 45.6 | 5.58 | 2.23 | 53.41
2027-07-19 23:00 | 45.29 | 5.71 | 2.28 | 53.28
2027-07-20 | 44.49 | 5.5 | 2.2 | 52.19
2027-07-20 01:00 | 43.75 | 5.4 | 2.16 | 51.31
2027-07-20 02:00 | 43.68 | 5.51 | 2.2 | 51.39
2027-07-20 03:00 | 43.48 | 5.5 | 2.2 | 51.18
2027-07-20 04:00 | 43.53 | 5.59 | 2.24 | 51.36
2027-07-20 05:00 | 44 | 5.5 | 2.2 | 51.7
2027-07-20 06:00 | 46.1 | 5.71 | 2.28 | 54.09
2027-07-20 07:00 | 49.79 | 5.7 | 2.28 | 57.77
2027-07-20 08:00 | 49.13 | 5.59 | 2.24 | 56.96
2027-07-20 09:00 | 48.47 | 5.7 | 2.28 | 56.45
2027-07-20 10:00 | 45.72 | 5.7 | 2.28 | 53.7
2027-07-20 11:00 | 43.95 | 5.6 | 2.24 | 51.79
2027-07-20 12:00 | 43.97 | 5.7 | 2.28 | 51.95
2027-07-20 13:00 | 44.29 | 5.5 | 2.2 | 51.99
2027-07-20 14:00 | 43.63 | 5.59 | 2.24 | 51.46
2027-07-20 15:00 | 41.29 | 5.71 | 2.28 | 49.28
2027-07-20 16:00 | 41.03 | 5.6 | 2.24 | 48.87
2027-07-20 17:00 | 40.44 | 4.1 | 1.64 | 46.18
2027-07-20 18:00 | 36.68 | 7.5 | 3 | 47.18
2027-07-20 19:00 | 39.44 | 5.9 | 2.36 | 47.7
2027-07-20 20:00 | 40.74 | 5.9 | 2.36 | 49
2027-07-20 21:00 | 40.95 | 5.59 | 2.24 | 48.78
2027-07-20 22:00 | 40.95 | 5.62 | 2.25 | 48.82
2027-07-20 23:00 | 40.32 | 5.79 | 2.32 | 48.43
2027-07-21 | 38.61 | 5.6 | 2.24 | 46.45
2027-07-21 01:00 | 38.87 | 5.3 | 2.12 | 46.29
2027-07-21 02:00 | 39.25 | 5.29 | 2.12 | 46.66
2027-07-21 03:00 | 39.95 | 5.61 | 2.24 | 47.8
2027-07-21 04:00 | 38.16 | 5.59 | 2.24 | 45.99
2027-07-21 05:00 | 37.89 | 5.51 | 2.2 | 45.6
2027-07-21 06:00 | 37.56 | 5.6 | 2.24 | 45.4
2027-07-21 07:00 | 38.22 | 5.7 | 2.28 | 46.2
2027-07-21 08:00 | 38.22 | 5.69 | 2.28 | 46.19
2027-07-21 09:00 | 38.47 | 5.9 | 2.36 | 46.73
2027-07-21 10:00 | 38.25 | 5.91 | 2.36 | 46.52
2027-07-21 11:00 | 38.62 | 5.91 | 2.36 | 46.89
2027-07-21 12:00 | 38.44 | 5.78 | 2.31 | 46.53
2027-07-21 13:00 | 38.32 | 5.82 | 2.33 | 46.47
2027-07-21 14:00 | 42.69 | 5.79 | 2.32 | 50.8
2027-07-21 15:00 | 45.12 | 6.21 | 2.48 | 53.81
2027-07-21 16:00 | 44.04 | 5.89 | 2.36 | 52.29
2027-07-21 17:00 | 43.68 | 6.11 | 2.44 | 52.23
2027-07-21 18:00 | 44.78 | 6 | 2.4 | 53.18
2027-07-21 19:00 | 45.4 | 6.19 | 2.48 | 54.07
2027-07-21 20:00 | 45.09 | 6.29 | 2.52 | 53.9
2027-07-21 21:00 | 45.68 | 6.1 | 2.44 | 54.22
2027-07-21 22:00 | 45.7 | 6 | 2.4 | 54.1
2027-07-21 23:00 | 46.48 | 5.82 | 2.33 | 54.63
2027-07-22 | 46.12 | 5.69 | 2.28 | 54.09
2027-07-22 01:00 | 46.19 | 5.59 | 2.24 | 54.02
2027-07-22 02:00 | 46.03 | 5.7 | 2.28 | 54.01
2027-07-22 03:00 | 45.67 | 5.61 | 2.24 | 53.52
2027-07-22 04:00 | 45.55 | 5.6 | 2.24 | 53.39
2027-07-22 05:00 | 45.52 | 5.71 | 2.28 | 53.51
2027-07-22 06:00 | 46.39 | 5.89 | 2.36 | 54.64
2027-07-22 07:00 | 48.63 | 5.9 | 2.36 | 56.89
2027-07-22 08:00 | 49.47 | 5.7 | 2.28 | 57.45
2027-07-22 09:00 | 50.81 | 6 | 2.4 | 59.21
2027-07-22 10:00 | 51.48 | 6 | 2.4 | 59.88
2027-07-22 11:00 | 49.55 | 6 | 2.4 | 57.95
2027-07-22 12:00 | 47.38 | 5.7 | 2.28 | 55.36
2027-07-22 13:00 | 45.74 | 5.8 | 2.32 | 53.86
2027-07-22 14:00 | 44.82 | 5.8 | 2.32 | 52.94
2027-07-22 15:00 | 44.74 | 5.79 | 2.32 | 52.85
2027-07-22 16:00 | 44.05 | 6.09 | 2.44 | 52.58
2027-07-22 17:00 | 44.27 | 6.32 | 2.53 | 53.12
2027-07-22 18:00 | 45.75 | 6.29 | 2.52 | 54.56
2027-07-22 19:00 | 46.87 | 6.42 | 2.57 | 55.86
2027-07-22 20:00 | 47.01 | 6.29 | 2.52 | 55.82
2027-07-22 21:00 | 45.54 | 6.11 | 2.44 | 54.09
2027-07-22 22:00 | 45.59 | 5.78 | 2.31 | 53.68
2027-07-22 23:00 | 45 | 5.71 | 2.28 | 52.99
2027-07-23 | 44.73 | 5.6 | 2.24 | 52.57
2027-07-23 01:00 | 44.13 | 5.8 | 2.32 | 52.25
2027-07-23 02:00 | 43.77 | 5.6 | 2.24 | 51.61
2027-07-23 03:00 | 43.94 | 5.69 | 2.28 | 51.91
2027-07-23 04:00 | 43.83 | 5.91 | 2.36 | 52.1
2027-07-23 05:00 | 43.86 | 5.69 | 2.28 | 51.83
2027-07-23 06:00 | 44.03 | 5.71 | 2.28 | 52.02
2027-07-23 07:00 | 45.84 | 5.71 | 2.28 | 53.83
2027-07-23 08:00 | 47.55 | 5.59 | 2.24 | 55.38
2027-07-23 09:00 | 50 | 5.9 | 2.36 | 58.26
2027-07-23 10:00 | 51.21 | 5.89 | 2.36 | 59.46
2027-07-23 11:00 | 50.69 | 6.01 | 2.4 | 59.1
2027-07-23 12:00 | 49.63 | 5.99 | 2.4 | 58.02
2027-07-23 13:00 | 49.25 | 5.91 | 2.36 | 57.52
2027-07-23 14:00 | 48.45 | 5.8 | 2.32 | 56.57
2027-07-23 15:00 | 46.28 | 5.7 | 2.28 | 54.26
2027-07-23 16:00 | 46.3 | 5.79 | 2.32 | 54.41
2027-07-23 17:00 | 46.01 | 5.92 | 2.37 | 54.3
2027-07-23 18:00 | 46.77 | 6.09 | 2.44 | 55.3
2027-07-23 19:00 | 47.35 | 6.1 | 2.44 | 55.89
2027-07-23 20:00 | 47.06 | 6 | 2.4 | 55.46
2027-07-23 21:00 | 46.26 | 6.1 | 2.44 | 54.8
2027-07-23 22:00 | 46.23 | 5.79 | 2.32 | 54.34
2027-07-23 23:00 | 46.82 | 5.81 | 2.32 | 54.95
2027-07-24 | 46.34 | 5.79 | 2.32 | 54.45
2027-07-24 01:00 | 46.63 | 5.6 | 2.24 | 54.47
2027-07-24 02:00 | 46.89 | 5.59 | 2.24 | 54.72
2027-07-24 03:00 | 46.83 | 5.82 | 2.33 | 54.98
2027-07-24 04:00 | 47.57 | 5.8 | 2.32 | 55.69
2027-07-24 05:00 | 50.35 | 5.9 | 2.36 | 58.61
2027-07-24 06:00 | 52.75 | 6 | 2.4 | 61.15
2027-07-24 07:00 | 57.15 | 6 | 2.4 | 65.55
2027-07-24 08:00 | 55.65 | 5.91 | 2.36 | 63.92
2027-07-24 09:00 | 56.27 | 5.89 | 2.36 | 64.52
2027-07-24 10:00 | 53.23 | 6 | 2.4 | 61.63
2027-07-24 11:00 | 50.6 | 5.79 | 2.32 | 58.71
2027-07-24 12:00 | 48.58 | 5.61 | 2.24 | 56.43
2027-07-24 13:00 | 47.7 | 5.6 | 2.24 | 55.54
2027-07-24 14:00 | 46.54 | 5.6 | 2.24 | 54.38
2027-07-24 15:00 | 45.35 | 5.59 | 2.24 | 53.18
2027-07-24 16:00 | 45.6 | 5.81 | 2.32 | 53.73
2027-07-24 17:00 | 45.32 | 6.01 | 2.4 | 53.73
2027-07-24 18:00 | 47.54 | 6.1 | 2.44 | 56.08
2027-07-24 19:00 | 49.82 | 6.09 | 2.44 | 58.35
2027-07-24 20:00 | 49.94 | 6.01 | 2.4 | 58.35
2027-07-24 21:00 | 47.56 | 5.89 | 2.36 | 55.81
2027-07-24 22:00 | 47.48 | 5.5 | 2.2 | 55.18
2027-07-24 23:00 | 46.23 | 5.8 | 2.32 | 54.35
2027-07-25 | 45.72 | 5.6 | 2.24 | 53.56
2027-07-25 01:00 | 44.77 | 5.5 | 2.2 | 52.47
2027-07-25 02:00 | 44 | 5.5 | 2.2 | 51.7
2027-07-25 03:00 | 44.19 | 5.6 | 2.24 | 52.03
2027-07-25 04:00 | 43.92 | 5.71 | 2.28 | 51.91
2027-07-25 05:00 | 44.17 | 5.6 | 2.24 | 52.01
2027-07-25 06:00 | 46.59 | 5.79 | 2.32 | 54.7
2027-07-25 07:00 | 47.15 | 5.7 | 2.28 | 55.13
2027-07-25 08:00 | 52.69 | 5.85 | 2.34 | 60.88
2027-07-25 09:00 | 52.58 | 5.85 | 2.34 | 60.77
2027-07-25 10:00 | 52.43 | 5.81 | 2.32 | 60.56
2027-07-25 11:00 | 49.79 | 5.9 | 2.36 | 58.05
2027-07-25 12:00 | 47.45 | 5.67 | 2.27 | 55.39
2027-07-25 13:00 | 46.32 | 5.73 | 2.29 | 54.34
2027-07-25 14:00 | 45.4 | 5.59 | 2.24 | 53.23
2027-07-25 15:00 | 44.85 | 5.8 | 2.32 | 52.97
2027-07-25 16:00 | 44.4 | 5.8 | 2.32 | 52.52
2027-07-25 17:00 | 43.53 | 5.81 | 2.32 | 51.66
2027-07-25 18:00 | 46.66 | 5.89 | 2.36 | 54.91
2027-07-25 19:00 | 47.99 | 6.01 | 2.4 | 56.4
2027-07-25 20:00 | 47.91 | 6.09 | 2.44 | 56.44
2027-07-25 21:00 | 46.62 | 5.9 | 2.36 | 54.88
2027-07-25 22:00 | 46.45 | 5.69 | 2.28 | 54.42
2027-07-25 23:00 | 46.17 | 5.61 | 2.24 | 54.02
2027-07-26 | 44.6 | 5.61 | 2.24 | 52.45
2027-07-26 01:00 | 43.26 | 5.49 | 2.2 | 50.95
2027-07-26 02:00 | 43.82 | 5.5 | 2.2 | 51.52
2027-07-26 03:00 | 42.65 | 5.5 | 2.2 | 50.35
2027-07-26 04:00 | 42.7 | 5.6 | 2.24 | 50.54
2027-07-26 05:00 | 44.23 | 5.6 | 2.24 | 52.07
2027-07-26 06:00 | 46.98 | 5.69 | 2.28 | 54.95
2027-07-26 07:00 | 51.54 | 5.9 | 2.36 | 59.8
2027-07-26 08:00 | 51.25 | 5.81 | 2.32 | 59.38
2027-07-26 09:00 | 48.69 | 5.8 | 2.32 | 56.81
2027-07-26 10:00 | 47.84 | 5.69 | 2.28 | 55.81
2027-07-26 11:00 | 46.07 | 5.6 | 2.24 | 53.91
2027-07-26 12:00 | 43.89 | 5.51 | 2.2 | 51.6
2027-07-26 13:00 | 43.8 | 5.5 | 2.2 | 51.5
2027-07-26 14:00 | 43.2 | 5.51 | 2.2 | 50.91
2027-07-26 15:00 | 42.78 | 5.61 | 2.24 | 50.63
2027-07-26 16:00 | 42.83 | 5.68 | 2.27 | 50.78
2027-07-26 17:00 | 42.72 | 5.91 | 2.36 | 50.99
2027-07-26 18:00 | 44.21 | 5.87 | 2.35 | 52.43
2027-07-26 19:00 | 45.57 | 5.91 | 2.36 | 53.84
2027-07-26 20:00 | 44.81 | 5.9 | 2.36 | 53.07
2027-07-26 21:00 | 44.99 | 5.62 | 2.25 | 52.86
2027-07-26 22:00 | 44.21 | 5.58 | 2.23 | 52.02
2027-07-26 23:00 | 43.57 | 5.71 | 2.28 | 51.56
2027-07-27 | 42.22 | 5.41 | 2.16 | 49.79
2027-07-27 01:00 | 40.73 | 5.49 | 2.2 | 48.42
2027-07-27 02:00 | 39.94 | 5.41 | 2.16 | 47.51
2027-07-27 03:00 | 39.8 | 5.29 | 2.12 | 47.21
2027-07-27 04:00 | 39.55 | 5.5 | 2.2 | 47.25
2027-07-27 05:00 | 39.68 | 5.29 | 2.12 | 47.09
2027-07-27 06:00 | 41.39 | 5.5 | 2.2 | 49.09
2027-07-27 07:00 | 45.5 | 5.51 | 2.2 | 53.21
2027-07-27 08:00 | 45.86 | 5.61 | 2.24 | 53.71
2027-07-27 09:00 | 47.25 | 5.49 | 2.2 | 54.94
2027-07-27 10:00 | 46.76 | 5.6 | 2.24 | 54.6
2027-07-27 11:00 | 46.31 | 5.55 | 2.22 | 54.08
2027-07-27 12:00 | 44.32 | 5.55 | 2.22 | 52.09
2027-07-27 13:00 | 43.61 | 5.3 | 2.12 | 51.03
2027-07-27 14:00 | 42.3 | 5.4 | 2.16 | 49.86
2027-07-27 15:00 | 41.93 | 5.51 | 2.2 | 49.64
2027-07-27 16:00 | 42.72 | 5.49 | 2.2 | 50.41
2027-07-27 17:00 | 43.35 | 5.49 | 2.2 | 51.04
2027-07-27 18:00 | 43.51 | 5.92 | 2.37 | 51.8
2027-07-27 19:00 | 45.52 | 5.9 | 2.36 | 53.78
2027-07-27 20:00 | 44.36 | 5.78 | 2.31 | 52.45
2027-07-27 21:00 | 44.25 | 5.82 | 2.33 | 52.4
2027-07-27 22:00 | 44.29 | 5.59 | 2.24 | 52.12
2027-07-27 23:00 | 43.98 | 5.7 | 2.28 | 51.96
2027-07-28 | 43.08 | 5.4 | 2.16 | 50.64
2027-07-28 01:00 | 42.67 | 5.5 | 2.2 | 50.37
2027-07-28 02:00 | 44.32 | 5.01 | 2 | 51.34
2027-07-28 03:00 | 46.11 | 4.98 | 1.99 | 53.08
2027-07-28 04:00 | 48.13 | 5.82 | 2.33 | 56.28
2027-07-28 05:00 | 41.49 | 5.59 | 2.24 | 49.32
2027-07-28 06:00 | 45.02 | 5.79 | 2.32 | 53.13
2027-07-28 07:00 | 50.4 | 5.82 | 2.33 | 58.55
2027-07-28 08:00 | 49.91 | 5.69 | 2.28 | 57.88
2027-07-28 09:00 | 51.16 | 6 | 2.4 | 59.56
2027-07-28 10:00 | 50.8 | 6 | 2.4 | 59.2
2027-07-28 11:00 | 49.48 | 5.9 | 2.36 | 57.74
2027-07-28 12:00 | 50.64 | 5.79 | 2.32 | 58.75
2027-07-28 13:00 | 48.02 | 5.5 | 2.2 | 55.72
2027-07-28 14:00 | 46.97 | 5.71 | 2.28 | 54.96
2027-07-28 15:00 | 47.72 | 5.99 | 2.4 | 56.11
2027-07-28 16:00 | 46.82 | 6.01 | 2.4 | 55.23
2027-07-28 17:00 | 46.61 | 5.81 | 2.32 | 54.74
2027-07-28 18:00 | 47.51 | 5.99 | 2.4 | 55.9
2027-07-28 19:00 | 48.04 | 6.02 | 2.41 | 56.47
2027-07-28 20:00 | 48.15 | 5.98 | 2.39 | 56.52
2027-07-28 21:00 | 47.27 | 5.9 | 2.36 | 55.53
2027-07-28 22:00 | 46.73 | 5.8 | 2.32 | 54.85
2027-07-28 23:00 | 46.24 | 5.69 | 2.28 | 54.21
2027-07-29 | 45.66 | 5.62 | 2.25 | 53.53
2027-07-29 01:00 | 44.72 | 5.59 | 2.24 | 52.55
2027-07-29 02:00 | 44.33 | 5.6 | 2.24 | 52.17
2027-07-29 03:00 | 44.62 | 5.49 | 2.2 | 52.31
2027-07-29 04:00 | 44.5 | 5.7 | 2.28 | 52.48
2027-07-29 05:00 | 44.2 | 5.61 | 2.24 | 52.05
2027-07-29 06:00 | 44.92 | 5.6 | 2.24 | 52.76
2027-07-29 07:00 | 46.5 | 5.7 | 2.28 | 54.48
2027-07-29 08:00 | 48.18 | 5.7 | 2.28 | 56.16
2027-07-29 09:00 | 51.15 | 5.9 | 2.36 | 59.41
2027-07-29 10:00 | 52.24 | 5.8 | 2.32 | 60.36
2027-07-29 11:00 | 51.28 | 5.81 | 2.32 | 59.41
2027-07-29 12:00 | 49.51 | 5.69 | 2.28 | 57.48
2027-07-29 13:00 | 47.59 | 5.6 | 2.24 | 55.43
2027-07-29 14:00 | 46.42 | 5.61 | 2.24 | 54.27
2027-07-29 15:00 | 45.43 | 5.69 | 2.28 | 53.4
2027-07-29 16:00 | 45.51 | 5.7 | 2.28 | 53.49
2027-07-29 17:00 | 45.5 | 5.81 | 2.32 | 53.63
2027-07-29 18:00 | 46.04 | 6.09 | 2.44 | 54.57
2027-07-29 19:00 | 47.12 | 6.1 | 2.44 | 55.66
2027-07-29 20:00 | 47.65 | 6 | 2.4 | 56.05
2027-07-29 21:00 | 46.13 | 6 | 2.4 | 54.53
2027-07-29 22:00 | 45.91 | 5.7 | 2.28 | 53.89
2027-07-29 23:00 | 45.95 | 5.7 | 2.28 | 53.93
2027-07-30 | 44.94 | 5.5 | 2.2 | 52.64
2027-07-30 01:00 | 44.69 | 5.61 | 2.24 | 52.54
2027-07-30 02:00 | 44.02 | 5.47 | 2.19 | 51.68
2027-07-30 03:00 | 45.59 | 5.61 | 2.24 | 53.44
2027-07-30 04:00 | 45.6 | 5.61 | 2.24 | 53.45
2027-07-30 05:00 | 44.52 | 5.7 | 2.28 | 52.5
2027-07-30 06:00 | 45.03 | 5.49 | 2.2 | 52.72
2027-07-30 07:00 | 46.49 | 5.61 | 2.24 | 54.34
2027-07-30 08:00 | 48.37 | 5.5 | 2.2 | 56.07
2027-07-30 09:00 | 49.56 | 5.8 | 2.32 | 57.68
2027-07-30 10:00 | 51.3 | 5.8 | 2.32 | 59.42
2027-07-30 11:00 | 50.43 | 5.8 | 2.32 | 58.55
2027-07-30 12:00 | 49.01 | 5.8 | 2.32 | 57.13
2027-07-30 13:00 | 49.93 | 5.7 | 2.28 | 57.91
2027-07-30 14:00 | 46.69 | 5.51 | 2.2 | 54.4
2027-07-30 15:00 | 45.39 | 5.49 | 2.2 | 53.08
2027-07-30 16:00 | 44.97 | 5.7 | 2.28 | 52.95
2027-07-30 17:00 | 45.08 | 5.7 | 2.28 | 53.06
2027-07-30 18:00 | 46.67 | 5.81 | 2.32 | 54.8
2027-07-30 19:00 | 48 | 5.99 | 2.4 | 56.39
2027-07-30 20:00 | 48.09 | 5.9 | 2.36 | 56.35
2027-07-30 21:00 | 46.71 | 5.8 | 2.32 | 54.83
2027-07-30 22:00 | 46.86 | 5.81 | 2.32 | 54.99
2027-07-30 23:00 | 46.31 | 5.59 | 2.24 | 54.14
2027-07-31 | 43.72 | 5.6 | 2.24 | 51.56
2027-07-31 01:00 | 43.66 | 5.39 | 2.16 | 51.21
2027-07-31 02:00 | 43.16 | 5.51 | 2.2 | 50.87
2027-07-31 03:00 | 43.51 | 5.49 | 2.2 | 51.2
2027-07-31 04:00 | 44.03 | 5.71 | 2.28 | 52.02
2027-07-31 05:00 | 44.75 | 5.7 | 2.28 | 52.73
2027-07-31 06:00 | 47.7 | 5.69 | 2.28 | 55.67
2027-07-31 07:00 | 52.58 | 5.82 | 2.33 | 60.73
2027-07-31 08:00 | 52.19 | 5.69 | 2.28 | 60.16
2027-07-31 09:00 | 50.58 | 5.71 | 2.28 | 58.57
2027-07-31 10:00 | 49.65 | 5.8 | 2.32 | 57.77
2027-07-31 11:00 | 48.02 | 5.7 | 2.28 | 56
2027-07-31 12:00 | 46.93 | 5.59 | 2.24 | 54.76
2027-07-31 13:00 | 45.23 | 5.7 | 2.28 | 53.21
2027-07-31 14:00 | 44.24 | 5.5 | 2.2 | 51.94
2027-07-31 15:00 | 44.63 | 5.4 | 2.16 | 52.19
2027-07-31 16:00 | 43.68 | 5.8 | 2.32 | 51.8
2027-07-31 17:00 | 43.99 | 5.8 | 2.32 | 52.11
2027-07-31 18:00 | 45.93 | 5.8 | 2.32 | 54.05
2027-07-31 19:00 | 48.54 | 6 | 2.4 | 56.94
2027-07-31 20:00 | 46.86 | 5.7 | 2.28 | 54.84
2027-07-31 21:00 | 46.25 | 5.71 | 2.28 | 54.24
2027-07-31 22:00 | 46.32 | 5.69 | 2.28 | 54.29
2027-07-31 23:00 | 45.39 | 5.39 | 2.16 | 52.94
2027-08-01 | 38.42 | 9.9 | 3.96 | 52.28
2027-08-01 01:00 | 37.68 | 9.65 | 3.86 | 51.19
2027-08-01 02:00 | 38.58 | 9.65 | 3.86 | 52.09
2027-08-01 03:00 | 39.81 | 9.6 | 3.84 | 53.25
2027-08-01 04:00 | 41.62 | 9.65 | 3.86 | 55.13
2027-08-01 05:00 | 46.97 | 9.55 | 3.82 | 60.34
2027-08-01 06:00 | 51.57 | 9.7 | 3.88 | 65.15
2027-08-01 07:00 | 47.62 | 9.9 | 3.96 | 61.48
2027-08-01 08:00 | 43.09 | 10.45 | 4.18 | 57.72
2027-08-01 09:00 | 41.57 | 11.3 | 4.52 | 57.39
2027-08-01 10:00 | 40.33 | 10.75 | 4.3 | 55.38
2027-08-01 11:00 | 39.33 | 10.15 | 4.06 | 53.54
2027-08-01 12:00 | 40.25 | 9.45 | 3.78 | 53.48
2027-08-01 13:00 | 39.56 | 9.05 | 3.62 | 52.23
2027-08-01 14:00 | 38.96 | 8.75 | 3.5 | 51.21
2027-08-01 15:00 | 40.43 | 8.4 | 3.36 | 52.19
2027-08-01 16:00 | 42.85 | 8.45 | 3.38 | 54.68
2027-08-01 17:00 | 44.74 | 8.2 | 3.28 | 56.22
2027-08-01 18:00 | 44.3 | 8.6 | 3.44 | 56.34
2027-08-01 19:00 | 42.72 | 8.65 | 3.46 | 54.83
2027-08-01 20:00 | 41.01 | 8.95 | 3.58 | 53.54
2027-08-01 21:00 | 41.17 | 8.95 | 3.58 | 53.7
2027-08-01 22:00 | 40.08 | 8.95 | 3.58 | 52.61
2027-08-01 23:00 | 39.08 | 8.7 | 3.48 | 51.26
2027-08-02 | 37.38 | 8.6 | 3.44 | 49.42
2027-08-02 01:00 | 38.43 | 8.35 | 3.34 | 50.12
2027-08-02 02:00 | 37.72 | 8.3 | 3.32 | 49.34
2027-08-02 03:00 | 38.91 | 8.35 | 3.34 | 50.6
2027-08-02 04:00 | 39.18 | 8.25 | 3.3 | 50.73
2027-08-02 05:00 | 43.55 | 8.3 | 3.32 | 55.17
2027-08-02 06:00 | 46.35 | 8.35 | 3.34 | 58.04
2027-08-02 07:00 | 45.35 | 8.45 | 3.38 | 57.18
2027-08-02 08:00 | 43.86 | 8.75 | 3.5 | 56.11
2027-08-02 09:00 | 41.71 | 9.4 | 3.76 | 54.87
2027-08-02 10:00 | 40.01 | 9.75 | 3.9 | 53.66
2027-08-02 11:00 | 40.04 | 9.6 | 3.84 | 53.48
2027-08-02 12:00 | 39.51 | 9.45 | 3.78 | 52.74
2027-08-02 13:00 | 39.44 | 9.3 | 3.72 | 52.46
2027-08-02 14:00 | 39.59 | 9.15 | 3.66 | 52.4
2027-08-02 15:00 | 39.67 | 8.75 | 3.5 | 51.92
2027-08-02 16:00 | 39.94 | 8.8 | 3.52 | 52.26
2027-08-02 17:00 | 43.48 | 8.75 | 3.5 | 55.73
2027-08-02 18:00 | 42.67 | 9.05 | 3.62 | 55.34
2027-08-02 19:00 | 41.28 | 9.35 | 3.74 | 54.37
2027-08-02 20:00 | 40.54 | 9.35 | 3.74 | 53.63
2027-08-02 21:00 | 39.96 | 9.2 | 3.68 | 52.84
2027-08-02 22:00 | 38.68 | 9 | 3.6 | 51.28
2027-08-02 23:00 | 36.62 | 8.95 | 3.58 | 49.15
2027-08-03 | 36.84 | 9.05 | 3.62 | 49.51
2027-08-03 01:00 | 37.44 | 8.8 | 3.52 | 49.76
2027-08-03 02:00 | 36.54 | 8.8 | 3.52 | 48.86
2027-08-03 03:00 | 35.95 | 8.85 | 3.54 | 48.34
2027-08-03 04:00 | 39.91 | 8.7 | 3.48 | 52.09
2027-08-03 05:00 | 42.74 | 8.85 | 3.54 | 55.13
2027-08-03 06:00 | 48.98 | 9.4 | 3.76 | 62.14
2027-08-03 07:00 | 43.99 | 10.8 | 4.32 | 59.11
2027-08-03 08:00 | 41.26 | 10.65 | 4.26 | 56.17
2027-08-03 09:00 | 43.49 | 10.6 | 4.24 | 58.33
2027-08-03 10:00 | 48.23 | 10.15 | 4.06 | 62.44
2027-08-03 11:00 | 44.89 | 9.9 | 3.96 | 58.75
2027-08-03 12:00 | 42.46 | 9.45 | 3.78 | 55.69
2027-08-03 13:00 | 45.09 | 9 | 3.6 | 57.69
2027-08-03 14:00 | 41.42 | 8.95 | 3.58 | 53.95
2027-08-03 15:00 | 42.91 | 9 | 3.6 | 55.51
2027-08-03 16:00 | 45.44 | 8.65 | 3.46 | 57.55
2027-08-03 17:00 | 41.47 | 8.9 | 3.56 | 53.93
2027-08-03 18:00 | 47.29 | 8.95 | 3.58 | 59.82
2027-08-03 19:00 | 38.16 | 9.75 | 3.9 | 51.81
2027-08-03 20:00 | 42.66 | 9.7 | 3.88 | 56.24
2027-08-03 21:00 | 39.88 | 9.6 | 3.84 | 53.32
2027-08-03 22:00 | 42.47 | 9.35 | 3.74 | 55.56
2027-08-03 23:00 | 39.05 | 9.4 | 3.76 | 52.21
2027-08-04 | 37.14 | 9 | 3.6 | 49.74
2027-08-04 01:00 | 35.75 | 8.95 | 3.58 | 48.28
2027-08-04 02:00 | 36.11 | 9.3 | 3.72 | 49.13
2027-08-04 03:00 | 37.41 | 9.15 | 3.66 | 50.22
2027-08-04 04:00 | 37.56 | 9.1 | 3.64 | 50.3
2027-08-04 05:00 | 47.35 | 9.3 | 3.72 | 60.37
2027-08-04 06:00 | 46.37 | 9.8 | 3.92 | 60.09
2027-08-04 07:00 | 42.28 | 11.3 | 4.52 | 58.1
2027-08-04 08:00 | 41.56 | 11.25 | 4.5 | 57.31
2027-08-04 09:00 | 41.76 | 11.05 | 4.42 | 57.23
2027-08-04 10:00 | 39.79 | 10.55 | 4.22 | 54.56
2027-08-04 11:00 | 41.8 | 10.05 | 4.02 | 55.87
2027-08-04 12:00 | 39.9 | 9.7 | 3.88 | 53.48
2027-08-04 13:00 | 39.91 | 9.5 | 3.8 | 53.21
2027-08-04 14:00 | 40.26 | 9.15 | 3.66 | 53.07
2027-08-04 15:00 | 40.08 | 9.2 | 3.68 | 52.96
2027-08-04 16:00 | 41.22 | 8.9 | 3.56 | 53.68
2027-08-04 17:00 | 46.4 | 9.1 | 3.64 | 59.14
2027-08-04 18:00 | 45.97 | 9.5 | 3.8 | 59.27
2027-08-04 19:00 | 41.08 | 10.7 | 4.28 | 56.06
2027-08-04 20:00 | 41.08 | 10.35 | 4.14 | 55.57
2027-08-04 21:00 | 39.89 | 9.75 | 3.9 | 53.54
2027-08-04 22:00 | 39.52 | 9.6 | 3.84 | 52.96
2027-08-04 23:00 | 39.09 | 9.65 | 3.86 | 52.6
2027-08-05 | 42.04 | 9.45 | 3.78 | 55.27
2027-08-05 01:00 | 39.2 | 9.35 | 3.74 | 52.29
2027-08-05 02:00 | 40.16 | 8.8 | 3.52 | 52.48
2027-08-05 03:00 | 37.12 | 8.9 | 3.56 | 49.58
2027-08-05 04:00 | 40.92 | 9 | 3.6 | 53.52
2027-08-05 05:00 | 41.65 | 9.3 | 3.72 | 54.67
2027-08-05 06:00 | 42.98 | 10.05 | 4.02 | 57.05
2027-08-05 07:00 | 44.95 | 11.35 | 4.54 | 60.84
2027-08-05 08:00 | 47.81 | 11.15 | 4.46 | 63.42
2027-08-05 09:00 | 46.34 | 11.05 | 4.42 | 61.81
2027-08-05 10:00 | 45.83 | 10.5 | 4.2 | 60.53
2027-08-05 11:00 | 43.16 | 10 | 4 | 57.16
2027-08-05 12:00 | 41.61 | 9.6 | 3.84 | 55.05
2027-08-05 13:00 | 42.23 | 9.2 | 3.68 | 55.11
2027-08-05 14:00 | 42.8 | 8.95 | 3.58 | 55.33
2027-08-05 15:00 | 41.39 | 8.85 | 3.54 | 53.78
2027-08-05 16:00 | 43.77 | 8.65 | 3.46 | 55.88
2027-08-05 17:00 | 43.1 | 8.75 | 3.5 | 55.35
2027-08-05 18:00 | 44.39 | 8.8 | 3.52 | 56.71
2027-08-05 19:00 | 43.88 | 9.15 | 3.66 | 56.69
2027-08-05 20:00 | 42.47 | 9.25 | 3.7 | 55.42
2027-08-05 21:00 | 42.17 | 9 | 3.6 | 54.77
2027-08-05 22:00 | 41.46 | 8.95 | 3.58 | 53.99
2027-08-05 23:00 | 41.21 | 9.1 | 3.64 | 53.95
2027-08-06 | 40.22 | 8.9 | 3.56 | 52.68
2027-08-06 01:00 | 40.36 | 8.7 | 3.48 | 52.54
2027-08-06 02:00 | 40.66 | 8.75 | 3.5 | 52.91
2027-08-06 03:00 | 42.37 | 9 | 3.6 | 54.97
2027-08-06 04:00 | 42 | 8.95 | 3.58 | 54.53
2027-08-06 05:00 | 43 | 9.2 | 3.68 | 55.88
2027-08-06 06:00 | 44.12 | 10 | 4 | 58.12
2027-08-06 07:00 | 47.73 | 11.1 | 4.44 | 63.27
2027-08-06 08:00 | 47.51 | 11.1 | 4.44 | 63.05
2027-08-06 09:00 | 49.05 | 10.45 | 4.18 | 63.68
2027-08-06 10:00 | 47.43 | 9.8 | 3.92 | 61.15
2027-08-06 11:00 | 46.35 | 9.4 | 3.76 | 59.51
2027-08-06 12:00 | 44.71 | 9.15 | 3.66 | 57.52
2027-08-06 13:00 | 43.27 | 8.8 | 3.52 | 55.59
2027-08-06 14:00 | 43.3 | 8.55 | 3.42 | 55.27
2027-08-06 15:00 | 43.19 | 8.4 | 3.36 | 54.95
2027-08-06 16:00 | 44.12 | 8.4 | 3.36 | 55.88
2027-08-06 17:00 | 46.51 | 8.25 | 3.3 | 58.06
2027-08-06 18:00 | 45.34 | 8.75 | 3.5 | 57.59
2027-08-06 19:00 | 46.09 | 8.8 | 3.52 | 58.41
2027-08-06 20:00 | 45.41 | 9 | 3.6 | 58.01
2027-08-06 21:00 | 44.76 | 8.75 | 3.5 | 57.01
2027-08-06 22:00 | 42.22 | 8.7 | 3.48 | 54.4
2027-08-06 23:00 | 40.79 | 8.65 | 3.46 | 52.9
2027-08-07 | 41.17 | 8.4 | 3.36 | 52.93
2027-08-07 01:00 | 42.82 | 8.35 | 3.34 | 54.51
2027-08-07 02:00 | 45.07 | 8.15 | 3.26 | 56.48
2027-08-07 03:00 | 47.5 | 8.2 | 3.28 | 58.98
2027-08-07 04:00 | 49.67 | 8.2 | 3.28 | 61.15
2027-08-07 05:00 | 54.96 | 8.2 | 3.28 | 66.44
2027-08-07 06:00 | 42.48 | 8.6 | 3.44 | 54.52
2027-08-07 07:00 | 38.46 | 9.8 | 3.92 | 52.18
2027-08-07 08:00 | 39.23 | 9.7 | 3.88 | 52.81
2027-08-07 09:00 | 40.27 | 9.4 | 3.76 | 53.43
2027-08-07 10:00 | 46.02 | 9 | 3.6 | 58.62
2027-08-07 11:00 | 44.8 | 8.65 | 3.46 | 56.91
2027-08-07 12:00 | 43.32 | 8.75 | 3.5 | 55.57
2027-08-07 13:00 | 42.26 | 8.4 | 3.36 | 54.02
2027-08-07 14:00 | 41.82 | 8.2 | 3.28 | 53.3
2027-08-07 15:00 | 41.53 | 8.2 | 3.28 | 53.01
2027-08-07 16:00 | 43.67 | 8.05 | 3.22 | 54.94
2027-08-07 17:00 | 46.84 | 8.05 | 3.22 | 58.11
2027-08-07 18:00 | 49.33 | 8 | 3.2 | 60.53
2027-08-07 19:00 | 47.13 | 8.3 | 3.32 | 58.75
2027-08-07 20:00 | 44.49 | 8.35 | 3.34 | 56.18
2027-08-07 21:00 | 43.71 | 8.2 | 3.28 | 55.19
2027-08-07 22:00 | 41.17 | 8.05 | 3.22 | 52.44
2027-08-07 23:00 | 42.21 | 8.1 | 3.24 | 53.55
2027-08-08 | 40.43 | 8.05 | 3.22 | 51.7
2027-08-08 01:00 | 38.29 | 7.95 | 3.18 | 49.42
2027-08-08 02:00 | 40.53 | 7.95 | 3.18 | 51.66
2027-08-08 03:00 | 42.44 | 7.8 | 3.12 | 53.36
2027-08-08 04:00 | 43.22 | 7.95 | 3.18 | 54.35
2027-08-08 05:00 | 50.92 | 7.75 | 3.1 | 61.77
2027-08-08 06:00 | 56.08 | 7.85 | 3.14 | 67.07
2027-08-08 07:00 | 51.69 | 7.75 | 3.1 | 62.54
2027-08-08 08:00 | 49.6 | 7.85 | 3.14 | 60.59
2027-08-08 09:00 | 45.64 | 8.45 | 3.38 | 57.47
2027-08-08 10:00 | 41.91 | 8.4 | 3.36 | 53.67
2027-08-08 11:00 | 40.75 | 8.25 | 3.3 | 52.3
2027-08-08 12:00 | 43.2 | 8.2 | 3.28 | 54.68
2027-08-08 13:00 | 40.96 | 8.1 | 3.24 | 52.3
2027-08-08 14:00 | 41.09 | 8 | 3.2 | 52.29
2027-08-08 15:00 | 41.31 | 7.85 | 3.14 | 52.3
2027-08-08 16:00 | 42.7 | 7.8 | 3.12 | 53.62
2027-08-08 17:00 | 45.91 | 7.95 | 3.18 | 57.04
2027-08-08 18:00 | 47.54 | 8.05 | 3.22 | 58.81
2027-08-08 19:00 | 43.92 | 8.15 | 3.26 | 55.33
2027-08-08 20:00 | 41.94 | 8.4 | 3.36 | 53.7
2027-08-08 21:00 | 41.11 | 8.3 | 3.32 | 52.73
2027-08-08 22:00 | 40.65 | 8.25 | 3.3 | 52.2
2027-08-08 23:00 | 38.66 | 8.25 | 3.3 | 50.21
2027-08-09 | 38.42 | 8.2 | 3.28 | 49.9
2027-08-09 01:00 | 39.15 | 8.05 | 3.22 | 50.42
2027-08-09 02:00 | 38.76 | 8.15 | 3.26 | 50.17
2027-08-09 03:00 | 38.38 | 8.15 | 3.26 | 49.79
2027-08-09 04:00 | 38.89 | 8.25 | 3.3 | 50.44
2027-08-09 05:00 | 46.06 | 8.45 | 3.38 | 57.89
2027-08-09 06:00 | 49.72 | 8.6 | 3.44 | 61.76
2027-08-09 07:00 | 46.71 | 8.85 | 3.54 | 59.1
2027-08-09 08:00 | 44.6 | 8.85 | 3.54 | 56.99
2027-08-09 09:00 | 40.96 | 9.25 | 3.7 | 53.91
2027-08-09 10:00 | 41.33 | 9.2 | 3.68 | 54.21
2027-08-09 11:00 | 40.79 | 9.2 | 3.68 | 53.67
2027-08-09 12:00 | 44.45 | 9 | 3.6 | 57.05
2027-08-09 13:00 | 44.1 | 9 | 3.6 | 56.7
2027-08-09 14:00 | 42.63 | 9.25 | 3.7 | 55.58
2027-08-09 15:00 | 39.38 | 8.85 | 3.54 | 51.77
2027-08-09 16:00 | 44.19 | 8.75 | 3.5 | 56.44
2027-08-09 17:00 | 48.18 | 8.5 | 3.4 | 60.08
2027-08-09 18:00 | 48.35 | 8.4 | 3.36 | 60.11
2027-08-09 19:00 | 45.8 | 8.45 | 3.38 | 57.63
2027-08-09 20:00 | 44.9 | 8.45 | 3.38 | 56.73
2027-08-09 21:00 | 44.1 | 8.45 | 3.38 | 55.93
2027-08-09 22:00 | 41.99 | 8.25 | 3.3 | 53.54
2027-08-09 23:00 | 40.46 | 8.25 | 3.3 | 52.01
2027-08-10 | 40.79 | 8.3 | 3.32 | 52.41
2027-08-10 01:00 | 39.73 | 8.4 | 3.36 | 51.49
2027-08-10 02:00 | 40.57 | 8.3 | 3.32 | 52.19
2027-08-10 03:00 | 40.4 | 8.4 | 3.36 | 52.16
2027-08-10 04:00 | 42.33 | 8.2 | 3.28 | 53.81
2027-08-10 05:00 | 49.04 | 8.25 | 3.3 | 60.59
2027-08-10 06:00 | 54.95 | 8.4 | 3.36 | 66.71
2027-08-10 07:00 | 51.58 | 8.4 | 3.36 | 63.34
2027-08-10 08:00 | 47.59 | 9 | 3.6 | 60.19
2027-08-10 09:00 | 46.03 | 9.4 | 3.76 | 59.19
2027-08-10 10:00 | 45.79 | 9.2 | 3.68 | 58.67
2027-08-10 11:00 | 45.02 | 9 | 3.6 | 57.62
2027-08-10 12:00 | 44.19 | 9 | 3.6 | 56.79
2027-08-10 13:00 | 43.18 | 9.15 | 3.66 | 55.99
2027-08-10 14:00 | 42.88 | 9 | 3.6 | 55.48
2027-08-10 15:00 | 43.56 | 9.05 | 3.62 | 56.23
2027-08-10 16:00 | 43.33 | 9 | 3.6 | 55.93
2027-08-10 17:00 | 47.54 | 9.05 | 3.62 | 60.21
2027-08-10 18:00 | 48.78 | 9.15 | 3.66 | 61.59
2027-08-10 19:00 | 47.08 | 9.25 | 3.7 | 60.03
2027-08-10 20:00 | 45.77 | 9.25 | 3.7 | 58.72
2027-08-10 21:00 | 45.64 | 9.15 | 3.66 | 58.45
2027-08-10 22:00 | 43.73 | 8.95 | 3.58 | 56.26
2027-08-10 23:00 | 40.8 | 8.9 | 3.56 | 53.26
2027-08-11 | 41.18 | 8.65 | 3.46 | 53.29
2027-08-11 01:00 | 40.82 | 8.5 | 3.4 | 52.72
2027-08-11 02:00 | 40.08 | 8.5 | 3.4 | 51.98
2027-08-11 03:00 | 42.39 | 8.75 | 3.5 | 54.64
2027-08-11 04:00 | 43.12 | 8.7 | 3.48 | 55.3
2027-08-11 05:00 | 48.89 | 8.4 | 3.36 | 60.65
2027-08-11 06:00 | 53.74 | 8.2 | 3.28 | 65.22
2027-08-11 07:00 | 53.56 | 8.35 | 3.34 | 65.25
2027-08-11 08:00 | 49.98 | 7.7 | 3.08 | 60.76
2027-08-11 09:00 | 49.68 | 7.45 | 2.98 | 60.11
2027-08-11 10:00 | 48.69 | 7.35 | 2.94 | 58.98
2027-08-11 11:00 | 46.25 | 7.2 | 2.88 | 56.33
2027-08-11 12:00 | 46.48 | 7.1 | 2.84 | 56.42
2027-08-11 13:00 | 56.98 | 7.2 | 2.88 | 67.06
2027-08-11 14:00 | 55.74 | 7.55 | 3.02 | 66.31
2027-08-11 15:00 | 54.53 | 7.7 | 3.08 | 65.31
2027-08-11 16:00 | 54.05 | 8.05 | 3.22 | 65.32
2027-08-11 17:00 | 54.89 | 8.3 | 3.32 | 66.51
2027-08-11 18:00 | 53.11 | 8.35 | 3.34 | 64.8
2027-08-11 19:00 | 53.89 | 8.75 | 3.5 | 66.14
2027-08-11 20:00 | 54.06 | 8.65 | 3.46 | 66.17
2027-08-11 21:00 | 53.22 | 8.85 | 3.54 | 65.61
2027-08-11 22:00 | 55.02 | 8.65 | 3.46 | 67.13
2027-08-11 23:00 | 52.47 | 8.6 | 3.44 | 64.51
2027-08-12 | 52.57 | 8.6 | 3.44 | 64.61
2027-08-12 01:00 | 52.03 | 8.4 | 3.36 | 63.79
2027-08-12 02:00 | 51.23 | 8.5 | 3.4 | 63.13
2027-08-12 03:00 | 52.56 | 8.45 | 3.38 | 64.39
2027-08-12 04:00 | 53.63 | 8.5 | 3.4 | 65.53
2027-08-12 05:00 | 52.09 | 8.6 | 3.44 | 64.13
2027-08-12 06:00 | 54.65 | 8.6 | 3.44 | 66.69
2027-08-12 07:00 | 54.61 | 8.45 | 3.38 | 66.44
2027-08-12 08:00 | 54.61 | 8.45 | 3.38 | 66.44
2027-08-12 09:00 | 52.88 | 8.55 | 3.42 | 64.85
2027-08-12 10:00 | 52.92 | 8.6 | 3.44 | 64.96
2027-08-12 11:00 | 52.47 | 8.35 | 3.34 | 64.16
2027-08-12 12:00 | 54.46 | 8.25 | 3.3 | 66.01
2027-08-12 13:00 | 55.29 | 8.35 | 3.34 | 66.98
2027-08-12 14:00 | 53.38 | 8.5 | 3.4 | 65.28
2027-08-12 15:00 | 54.11 | 8.5 | 3.4 | 66.01
2027-08-12 16:00 | 53.81 | 8.55 | 3.42 | 65.78
2027-08-12 17:00 | 52.81 | 8.65 | 3.46 | 64.92
2027-08-12 18:00 | 52.78 | 8.9 | 3.56 | 65.24
2027-08-12 19:00 | 53.84 | 8.8 | 3.52 | 66.16
2027-08-12 20:00 | 53.2 | 8.9 | 3.56 | 65.66
2027-08-12 21:00 | 53.98 | 8.95 | 3.58 | 66.51
2027-08-12 22:00 | 52.69 | 8.9 | 3.56 | 65.15
2027-08-12 23:00 | 53.46 | 8.9 | 3.56 | 65.92
2027-08-13 | 53.81 | 8.8 | 3.52 | 66.13
2027-08-13 01:00 | 52.85 | 8.7 | 3.48 | 65.03
2027-08-13 02:00 | 52.8 | 8.75 | 3.5 | 65.05
2027-08-13 03:00 | 52.34 | 8.8 | 3.52 | 64.66
2027-08-13 04:00 | 53.22 | 8.85 | 3.54 | 65.61
2027-08-13 05:00 | 54.06 | 8.9 | 3.56 | 66.52
2027-08-13 06:00 | 54.05 | 8.75 | 3.5 | 66.3
2027-08-13 07:00 | 51.31 | 9.8 | 3.92 | 65.03
2027-08-13 08:00 | 52.99 | 9.75 | 3.9 | 66.64
2027-08-13 09:00 | 53.17 | 9.7 | 3.88 | 66.75
2027-08-13 10:00 | 50.96 | 9.35 | 3.74 | 64.05
2027-08-13 11:00 | 54.33 | 9.15 | 3.66 | 67.14
2027-08-13 12:00 | 52.14 | 9 | 3.6 | 64.74
2027-08-13 13:00 | 55.05 | 9 | 3.6 | 67.65
2027-08-13 14:00 | 54.93 | 8.8 | 3.52 | 67.25
2027-08-13 15:00 | 54.26 | 8.7 | 3.48 | 66.44
2027-08-13 16:00 | 53.26 | 8.65 | 3.46 | 65.37
2027-08-13 17:00 | 53.06 | 8.85 | 3.54 | 65.45
2027-08-13 18:00 | 53.84 | 8.8 | 3.52 | 66.16
2027-08-13 19:00 | 53.02 | 8.95 | 3.58 | 65.55
2027-08-13 20:00 | 52.93 | 8.95 | 3.58 | 65.46
2027-08-13 21:00 | 54.77 | 8.9 | 3.56 | 67.23
2027-08-13 22:00 | 53.28 | 8.95 | 3.58 | 65.81
2027-08-13 23:00 | 54.03 | 8.9 | 3.56 | 66.49
2027-08-14 | 53.67 | 8.85 | 3.54 | 66.06
2027-08-14 01:00 | 53.3 | 8.8 | 3.52 | 65.62
2027-08-14 02:00 | 55.62 | 8.75 | 3.5 | 67.87
2027-08-14 03:00 | 54.19 | 8.9 | 3.56 | 66.65
2027-08-14 04:00 | 52.45 | 8.85 | 3.54 | 64.84
2027-08-14 05:00 | 56.4 | 8.65 | 3.46 | 68.51
2027-08-14 06:00 | 49.01 | 8.8 | 3.52 | 61.33
2027-08-14 07:00 | 53.32 | 9 | 3.6 | 65.92
2027-08-14 08:00 | 52.45 | 9.3 | 3.72 | 65.47
2027-08-14 09:00 | 52.98 | 9.5 | 3.8 | 66.28
2027-08-14 10:00 | 48.41 | 8.95 | 3.58 | 60.94
2027-08-14 11:00 | 47.09 | 9.05 | 3.62 | 59.76
2027-08-14 12:00 | 44.84 | 8.7 | 3.48 | 57.02
2027-08-14 13:00 | 45.05 | 8.65 | 3.46 | 57.16
2027-08-14 14:00 | 44.67 | 8.65 | 3.46 | 56.78
2027-08-14 15:00 | 45.32 | 8.7 | 3.48 | 57.5
2027-08-14 16:00 | 46.26 | 8.5 | 3.4 | 58.16
2027-08-14 17:00 | 50.03 | 8.9 | 3.56 | 62.49
2027-08-14 18:00 | 51.09 | 8.8 | 3.52 | 63.41
2027-08-14 19:00 | 49.76 | 8.65 | 3.46 | 61.87
2027-08-14 20:00 | 49.26 | 8.8 | 3.52 | 61.58
2027-08-14 21:00 | 48.64 | 8.85 | 3.54 | 61.03
2027-08-14 22:00 | 45.48 | 8.8 | 3.52 | 57.8
2027-08-14 23:00 | 43.87 | 8.65 | 3.46 | 55.98
2027-08-15 | 43.8 | 8.75 | 3.5 | 56.05
2027-08-15 01:00 | 42.72 | 8.65 | 3.46 | 54.83
2027-08-15 02:00 | 43.69 | 8.8 | 3.52 | 56.01
2027-08-15 03:00 | 43.13 | 8.75 | 3.5 | 55.38
2027-08-15 04:00 | 43 | 8.75 | 3.5 | 55.25
2027-08-15 05:00 | 52.5 | 8.8 | 3.52 | 64.82
2027-08-15 06:00 | 57.32 | 8.75 | 3.5 | 69.57
2027-08-15 07:00 | 50.63 | 8.65 | 3.46 | 62.74
2027-08-15 08:00 | 46.9 | 8.5 | 3.4 | 58.8
2027-08-15 09:00 | 45.66 | 8.65 | 3.46 | 57.77
2027-08-15 10:00 | 44.06 | 8.55 | 3.42 | 56.03
2027-08-15 11:00 | 42.33 | 8.65 | 3.46 | 54.44
2027-08-15 12:00 | 42.72 | 8.45 | 3.38 | 54.55
2027-08-15 13:00 | 42.02 | 8.45 | 3.38 | 53.85
2027-08-15 14:00 | 41.95 | 8.55 | 3.42 | 53.92
2027-08-15 15:00 | 43.58 | 8.4 | 3.36 | 55.34
2027-08-15 16:00 | 43.97 | 8.55 | 3.42 | 55.94
2027-08-15 17:00 | 47.2 | 8.55 | 3.42 | 59.17
2027-08-15 18:00 | 48.71 | 8.65 | 3.46 | 60.82
2027-08-15 19:00 | 46.19 | 8.7 | 3.48 | 58.37
2027-08-15 20:00 | 43.03 | 8.75 | 3.5 | 55.28
2027-08-15 21:00 | 43.13 | 8.65 | 3.46 | 55.24
2027-08-15 22:00 | 39.9 | 8.65 | 3.46 | 52.01
2027-08-15 23:00 | 38.84 | 9.1 | 3.64 | 51.58
2027-08-16 | 38.21 | 8.8 | 3.52 | 50.53
2027-08-16 01:00 | 37.75 | 9 | 3.6 | 50.35
2027-08-16 02:00 | 37.94 | 9 | 3.6 | 50.54
2027-08-16 03:00 | 39.37 | 8.95 | 3.58 | 51.9
2027-08-16 04:00 | 40.97 | 9.05 | 3.62 | 53.64
2027-08-16 05:00 | 50.03 | 8.8 | 3.52 | 62.35
2027-08-16 06:00 | 56.94 | 8.4 | 3.36 | 68.7
2027-08-16 07:00 | 47.26 | 8.3 | 3.32 | 58.88
2027-08-16 08:00 | 47.67 | 7.7 | 3.08 | 58.45
2027-08-16 09:00 | 44.4 | 8.5 | 3.4 | 56.3
2027-08-16 10:00 | 43.16 | 8.85 | 3.54 | 55.55
2027-08-16 11:00 | 43.06 | 8.5 | 3.4 | 54.96
2027-08-16 12:00 | 42.04 | 8.2 | 3.28 | 53.52
2027-08-16 13:00 | 42.01 | 7.95 | 3.18 | 53.14
2027-08-16 14:00 | 40.02 | 8.05 | 3.22 | 51.29
2027-08-16 15:00 | 41.22 | 8.45 | 3.38 | 53.05
2027-08-16 16:00 | 41.54 | 8.9 | 3.56 | 54
2027-08-16 17:00 | 45.19 | 8.55 | 3.42 | 57.16
2027-08-16 18:00 | 48.08 | 8.7 | 3.48 | 60.26
2027-08-16 19:00 | 46.16 | 8.7 | 3.48 | 58.34
2027-08-16 20:00 | 43.25 | 8.85 | 3.54 | 55.64
2027-08-16 21:00 | 43.04 | 8.9 | 3.56 | 55.5
2027-08-16 22:00 | 40.04 | 8.6 | 3.44 | 52.08
2027-08-16 23:00 | 39.1 | 8.65 | 3.46 | 51.21
2027-08-17 | 38.86 | 8.5 | 3.4 | 50.76
2027-08-17 01:00 | 38.84 | 8.55 | 3.42 | 50.81
2027-08-17 02:00 | 40.05 | 8.5 | 3.4 | 51.95
2027-08-17 03:00 | 40.66 | 8.75 | 3.5 | 52.91
2027-08-17 04:00 | 42.21 | 8.55 | 3.42 | 54.18
2027-08-17 05:00 | 51.34 | 8.2 | 3.28 | 62.82
2027-08-17 06:00 | 57.82 | 8.25 | 3.3 | 69.37
2027-08-17 07:00 | 48.35 | 8.3 | 3.32 | 59.97
2027-08-17 08:00 | 48.64 | 8.3 | 3.32 | 60.26
2027-08-17 09:00 | 44.18 | 8.15 | 3.26 | 55.59
2027-08-17 10:00 | 43.54 | 8.15 | 3.26 | 54.95
2027-08-17 11:00 | 43.2 | 8.1 | 3.24 | 54.54
2027-08-17 12:00 | 44.06 | 8.3 | 3.32 | 55.68
2027-08-17 13:00 | 40.95 | 8.65 | 3.46 | 53.06
2027-08-17 14:00 | 40.23 | 8.8 | 3.52 | 52.55
2027-08-17 15:00 | 44.7 | 9 | 3.6 | 57.3
2027-08-17 16:00 | 46.9 | 8.95 | 3.58 | 59.43
2027-08-17 17:00 | 48.45 | 9 | 3.6 | 61.05
2027-08-17 18:00 | 50.71 | 8.95 | 3.58 | 63.24
2027-08-17 19:00 | 46.36 | 8.95 | 3.58 | 58.89
2027-08-17 20:00 | 44.01 | 9.15 | 3.66 | 56.82
2027-08-17 21:00 | 42.74 | 8.95 | 3.58 | 55.27
2027-08-17 22:00 | 41.03 | 8.8 | 3.52 | 53.35
2027-08-17 23:00 | 38.36 | 8.55 | 3.42 | 50.33
2027-08-18 | 39.34 | 8.5 | 3.4 | 51.24
2027-08-18 01:00 | 38.71 | 8.65 | 3.46 | 50.82
2027-08-18 02:00 | 38.56 | 8.8 | 3.52 | 50.88
2027-08-18 03:00 | 38.7 | 8.85 | 3.54 | 51.09
2027-08-18 04:00 | 40.23 | 8.7 | 3.48 | 52.41
2027-08-18 05:00 | 47.08 | 8.45 | 3.38 | 58.91
2027-08-18 06:00 | 52.47 | 8.35 | 3.34 | 64.16
2027-08-18 07:00 | 46.71 | 8.4 | 3.36 | 58.47
2027-08-18 08:00 | 45.78 | 8.15 | 3.26 | 57.19
2027-08-18 09:00 | 46.66 | 8.2 | 3.28 | 58.14
2027-08-18 10:00 | 47.48 | 8.05 | 3.22 | 58.75
2027-08-18 11:00 | 45.77 | 8 | 3.2 | 56.97
2027-08-18 12:00 | 44.86 | 7.95 | 3.18 | 55.99
2027-08-18 13:00 | 44.58 | 8.1 | 3.24 | 55.92
2027-08-18 14:00 | 42.67 | 8.7 | 3.48 | 54.85
2027-08-18 15:00 | 45.14 | 8.85 | 3.54 | 57.53
2027-08-18 16:00 | 45.86 | 9 | 3.6 | 58.46
2027-08-18 17:00 | 45.96 | 8.8 | 3.52 | 58.28
2027-08-18 18:00 | 46.64 | 8.95 | 3.58 | 59.17
2027-08-18 19:00 | 45.8 | 8.9 | 3.56 | 58.26
2027-08-18 20:00 | 42.45 | 8.85 | 3.54 | 54.84
2027-08-18 21:00 | 42.07 | 8.85 | 3.54 | 54.46
2027-08-18 22:00 | 41.67 | 8.8 | 3.52 | 53.99
2027-08-18 23:00 | 40.89 | 8.65 | 3.46 | 53
2027-08-19 | 41.31 | 8.55 | 3.42 | 53.28
2027-08-19 01:00 | 41.11 | 8.4 | 3.36 | 52.87
2027-08-19 02:00 | 40.61 | 8.9 | 3.56 | 53.07
2027-08-19 03:00 | 40.39 | 8.8 | 3.52 | 52.71
2027-08-19 04:00 | 45.19 | 8.45 | 3.38 | 57.02
2027-08-19 05:00 | 46.9 | 8.5 | 3.4 | 58.8
2027-08-19 06:00 | 49.69 | 8.6 | 3.44 | 61.73
2027-08-19 07:00 | 51.67 | 8.7 | 3.48 | 63.85
2027-08-19 08:00 | 55.01 | 8.5 | 3.4 | 66.91
2027-08-19 09:00 | 56.23 | 8.5 | 3.4 | 68.13
2027-08-19 10:00 | 49.65 | 8.35 | 3.34 | 61.34
2027-08-19 11:00 | 47.4 | 8.55 | 3.42 | 59.37
2027-08-19 12:00 | 51.52 | 8.5 | 3.4 | 63.42
2027-08-19 13:00 | 48.47 | 8.95 | 3.58 | 61
2027-08-19 14:00 | 44.35 | 9 | 3.6 | 56.95
2027-08-19 15:00 | 47.31 | 9.15 | 3.66 | 60.12
2027-08-19 16:00 | 48.69 | 9.15 | 3.66 | 61.5
2027-08-19 17:00 | 49.14 | 9.15 | 3.66 | 61.95
2027-08-19 18:00 | 48.34 | 9.15 | 3.66 | 61.15
2027-08-19 19:00 | 48.08 | 9.15 | 3.66 | 60.89
2027-08-19 20:00 | 45.78 | 9.05 | 3.62 | 58.45
2027-08-19 21:00 | 45.8 | 8.8 | 3.52 | 58.12
2027-08-19 22:00 | 46.09 | 8.7 | 3.48 | 58.27
2027-08-19 23:00 | 44.73 | 8.4 | 3.36 | 56.49
2027-08-20 | 45 | 8.35 | 3.34 | 56.69
2027-08-20 01:00 | 44.95 | 8.4 | 3.36 | 56.71
2027-08-20 02:00 | 46.41 | 8.7 | 3.48 | 58.59
2027-08-20 03:00 | 45.61 | 8.45 | 3.38 | 57.44
2027-08-20 04:00 | 46.16 | 8.35 | 3.34 | 57.85
2027-08-20 05:00 | 46.42 | 8.05 | 3.22 | 57.69
2027-08-20 06:00 | 51.2 | 8.05 | 3.22 | 62.47
2027-08-20 07:00 | 56.09 | 7.9 | 3.16 | 67.15
2027-08-20 08:00 | 56.33 | 7.85 | 3.14 | 67.32
2027-08-20 09:00 | 55.97 | 7.7 | 3.08 | 66.75
2027-08-20 10:00 | 53.77 | 7.85 | 3.14 | 64.76
2027-08-20 11:00 | 51.32 | 7.7 | 3.08 | 62.1
2027-08-20 12:00 | 50.06 | 7.75 | 3.1 | 60.91
2027-08-20 13:00 | 49.1 | 7.9 | 3.16 | 60.16
2027-08-20 14:00 | 47.39 | 8.3 | 3.32 | 59.01
2027-08-20 15:00 | 46.64 | 8.35 | 3.34 | 58.33
2027-08-20 16:00 | 47.63 | 8.25 | 3.3 | 59.18
2027-08-20 17:00 | 51.99 | 8.6 | 3.44 | 64.03
2027-08-20 18:00 | 53.52 | 8.55 | 3.42 | 65.49
2027-08-20 19:00 | 52.93 | 8.3 | 3.32 | 64.55
2027-08-20 20:00 | 50.77 | 8 | 3.2 | 61.97
2027-08-20 21:00 | 49.78 | 8.15 | 3.26 | 61.19
2027-08-20 22:00 | 46.67 | 7.9 | 3.16 | 57.73
2027-08-20 23:00 | 45.2 | 7.8 | 3.12 | 56.12
2027-08-21 | 45.6 | 8.1 | 3.24 | 56.94
2027-08-21 01:00 | 45.03 | 8.1 | 3.24 | 56.37
2027-08-21 02:00 | 46.01 | 8.05 | 3.22 | 57.28
2027-08-21 03:00 | 46.8 | 8.15 | 3.26 | 58.21
2027-08-21 04:00 | 48.84 | 8 | 3.2 | 60.04
2027-08-21 05:00 | 58.07 | 7.65 | 3.06 | 68.78
2027-08-21 06:00 | 51.9 | 7.6 | 3.04 | 62.54
2027-08-21 07:00 | 54.5 | 7.7 | 3.08 | 65.28
2027-08-21 08:00 | 51.84 | 7.5 | 3 | 62.34
2027-08-21 09:00 | 54.39 | 7.45 | 2.98 | 64.82
2027-08-21 10:00 | 54.59 | 7.45 | 2.98 | 65.02
2027-08-21 11:00 | 52.52 | 7.4 | 2.96 | 62.88
2027-08-21 12:00 | 53.98 | 7.25 | 2.9 | 64.13
2027-08-21 13:00 | 53.28 | 7.35 | 2.94 | 63.57
2027-08-21 14:00 | 49.51 | 7.65 | 3.06 | 60.22
2027-08-21 15:00 | 49.42 | 8.35 | 3.34 | 61.11
2027-08-21 16:00 | 52.83 | 8.5 | 3.4 | 64.73
2027-08-21 17:00 | 56.23 | 8.5 | 3.4 | 68.13
2027-08-21 18:00 | 58.42 | 8.65 | 3.46 | 70.53
2027-08-21 19:00 | 56.14 | 8.65 | 3.46 | 68.25
2027-08-21 20:00 | 50.5 | 8.65 | 3.46 | 62.61
2027-08-21 21:00 | 52.08 | 8.45 | 3.38 | 63.91
2027-08-21 22:00 | 48.95 | 8.15 | 3.26 | 60.36
2027-08-21 23:00 | 47.54 | 8.05 | 3.22 | 58.81
2027-08-22 | 47.78 | 8.1 | 3.24 | 59.12
2027-08-22 01:00 | 48.52 | 8 | 3.2 | 59.72
2027-08-22 02:00 | 49.09 | 7.95 | 3.18 | 60.22
2027-08-22 03:00 | 51.67 | 8.25 | 3.3 | 63.22
2027-08-22 04:00 | 52.45 | 7.95 | 3.18 | 63.58
2027-08-22 05:00 | 63.94 | 7.9 | 3.16 | 75
2027-08-22 06:00 | 62.25 | 8.05 | 3.22 | 73.52
2027-08-22 07:00 | 55.36 | 8.15 | 3.26 | 66.77
2027-08-22 08:00 | 54.09 | 7.85 | 3.14 | 65.08
2027-08-22 09:00 | 50.66 | 7.95 | 3.18 | 61.79
2027-08-22 10:00 | 52.55 | 8.3 | 3.32 | 64.17
2027-08-22 11:00 | 53.75 | 8.25 | 3.3 | 65.3
2027-08-22 12:00 | 53.49 | 8.35 | 3.34 | 65.18
2027-08-22 13:00 | 54.1 | 8.45 | 3.38 | 65.93
2027-08-22 14:00 | 53.88 | 8.6 | 3.44 | 65.92
2027-08-22 15:00 | 53.99 | 8.75 | 3.5 | 66.24
2027-08-22 16:00 | 53.1 | 9 | 3.6 | 65.7
2027-08-22 17:00 | 52.95 | 9.05 | 3.62 | 65.62
2027-08-22 18:00 | 53.42 | 9.1 | 3.64 | 66.16
2027-08-22 19:00 | 51.86 | 9.05 | 3.62 | 64.53
2027-08-22 20:00 | 50.83 | 8.8 | 3.52 | 63.15
2027-08-22 21:00 | 52.19 | 8.6 | 3.44 | 64.23
2027-08-22 22:00 | 54.84 | 8.35 | 3.34 | 66.53
2027-08-22 23:00 | 52.38 | 8.5 | 3.4 | 64.28
2027-08-23 | 52.87 | 8.3 | 3.32 | 64.49
2027-08-23 01:00 | 54.5 | 8.4 | 3.36 | 66.26
2027-08-23 02:00 | 50.45 | 8.8 | 3.52 | 62.77
2027-08-23 03:00 | 53.4 | 8.6 | 3.44 | 65.44
2027-08-23 04:00 | 52.3 | 8.45 | 3.38 | 64.13
2027-08-23 05:00 | 53.04 | 8.2 | 3.28 | 64.52
2027-08-23 06:00 | 53.56 | 8.15 | 3.26 | 64.97
2027-08-23 07:00 | 54.09 | 8 | 3.2 | 65.29
2027-08-23 08:00 | 54.63 | 8.05 | 3.22 | 65.9
2027-08-23 09:00 | 55.4 | 7.85 | 3.14 | 66.39
2027-08-23 10:00 | 57.55 | 7.95 | 3.18 | 68.68
2027-08-23 11:00 | 53.64 | 7.95 | 3.18 | 64.77
2027-08-23 12:00 | 53.6 | 7.95 | 3.18 | 64.73
2027-08-23 13:00 | 55.2 | 8.05 | 3.22 | 66.47
2027-08-23 14:00 | 54.72 | 8.1 | 3.24 | 66.06
2027-08-23 15:00 | 54.2 | 8.3 | 3.32 | 65.82
2027-08-23 16:00 | 53.39 | 8.6 | 3.44 | 65.43
2027-08-23 17:00 | 52.99 | 9.05 | 3.62 | 65.66
2027-08-23 18:00 | 53.62 | 9.15 | 3.66 | 66.43
2027-08-23 19:00 | 51.91 | 9 | 3.6 | 64.51
2027-08-23 20:00 | 53.24 | 9.15 | 3.66 | 66.05
2027-08-23 21:00 | 51.95 | 9 | 3.6 | 64.55
2027-08-23 22:00 | 48.32 | 8.75 | 3.5 | 60.57
2027-08-23 23:00 | 46.78 | 8.65 | 3.46 | 58.89
2027-08-24 | 45.15 | 8.65 | 3.46 | 57.26
2027-08-24 01:00 | 45.43 | 8.75 | 3.5 | 57.68
2027-08-24 02:00 | 45.74 | 8.8 | 3.52 | 58.06
2027-08-24 03:00 | 45.97 | 8.7 | 3.48 | 58.15
2027-08-24 04:00 | 47.46 | 8.55 | 3.42 | 59.43
2027-08-24 05:00 | 57.84 | 8.55 | 3.42 | 69.81
2027-08-24 06:00 | 55.2 | 8.5 | 3.4 | 67.1
2027-08-24 07:00 | 55.8 | 8.45 | 3.38 | 67.63
2027-08-24 08:00 | 53.19 | 8.2 | 3.28 | 64.67
2027-08-24 09:00 | 53.97 | 8.35 | 3.34 | 65.66
2027-08-24 10:00 | 55.23 | 8.5 | 3.4 | 67.13
2027-08-24 11:00 | 54.53 | 8.4 | 3.36 | 66.29
2027-08-24 12:00 | 48.79 | 8.6 | 3.44 | 60.83
2027-08-24 13:00 | 48.26 | 9 | 3.6 | 60.86
2027-08-24 14:00 | 47.44 | 9.05 | 3.62 | 60.11
2027-08-24 15:00 | 48.88 | 9.25 | 3.7 | 61.83
2027-08-24 16:00 | 48.4 | 9.25 | 3.7 | 61.35
2027-08-24 17:00 | 51.78 | 9.2 | 3.68 | 64.66
2027-08-24 18:00 | 53.23 | 9.25 | 3.7 | 66.18
2027-08-24 19:00 | 50.99 | 9.25 | 3.7 | 63.94
2027-08-24 20:00 | 49.72 | 9.3 | 3.72 | 62.74
2027-08-24 21:00 | 47.88 | 8.9 | 3.56 | 60.34
2027-08-24 22:00 | 45.15 | 8.75 | 3.5 | 57.4
2027-08-24 23:00 | 45 | 8.7 | 3.48 | 57.18
2027-08-25 | 44.54 | 8.4 | 3.36 | 56.3
2027-08-25 01:00 | 44.19 | 8.65 | 3.46 | 56.3
2027-08-25 02:00 | 43.96 | 9.1 | 3.64 | 56.7
2027-08-25 03:00 | 43.99 | 8.95 | 3.58 | 56.52
2027-08-25 04:00 | 46.51 | 8.7 | 3.48 | 58.69
2027-08-25 05:00 | 53.76 | 8.4 | 3.36 | 65.52
2027-08-25 06:00 | 59.87 | 8.35 | 3.34 | 71.56
2027-08-25 07:00 | 54.58 | 7.9 | 3.16 | 65.64
2027-08-25 08:00 | 54.6 | 7.95 | 3.18 | 65.73
2027-08-25 09:00 | 51.55 | 7.95 | 3.18 | 62.68
2027-08-25 10:00 | 47.87 | 7.85 | 3.14 | 58.86
2027-08-25 11:00 | 49.8 | 7.85 | 3.14 | 60.79
2027-08-25 12:00 | 48.23 | 7.75 | 3.1 | 59.08
2027-08-25 13:00 | 47 | 7.95 | 3.18 | 58.13
2027-08-25 14:00 | 46.69 | 8.3 | 3.32 | 58.31
2027-08-25 15:00 | 45.33 | 8.95 | 3.58 | 57.86
2027-08-25 16:00 | 49.69 | 8.95 | 3.58 | 62.22
2027-08-25 17:00 | 46.91 | 8.75 | 3.5 | 59.16
2027-08-25 18:00 | 48.17 | 8.8 | 3.52 | 60.49
2027-08-25 19:00 | 47.58 | 8.75 | 3.5 | 59.83
2027-08-25 20:00 | 46.5 | 8.65 | 3.46 | 58.61
2027-08-25 21:00 | 46 | 8.35 | 3.34 | 57.69
2027-08-25 22:00 | 45.26 | 8.35 | 3.34 | 56.95
2027-08-25 23:00 | 44.74 | 8.1 | 3.24 | 56.08
2027-08-26 | 42.7 | 8.25 | 3.3 | 54.25
2027-08-26 01:00 | 42.6 | 8.35 | 3.34 | 54.29
2027-08-26 02:00 | 43.15 | 8.6 | 3.44 | 55.19
2027-08-26 03:00 | 43.3 | 8.55 | 3.42 | 55.27
2027-08-26 04:00 | 43.59 | 8.55 | 3.42 | 55.56
2027-08-26 05:00 | 45.12 | 8.1 | 3.24 | 56.46
2027-08-26 06:00 | 47.95 | 8 | 3.2 | 59.15
2027-08-26 07:00 | 51.38 | 8 | 3.2 | 62.58
2027-08-26 08:00 | 52.87 | 7.95 | 3.18 | 64
2027-08-26 09:00 | 51.43 | 7.95 | 3.18 | 62.56
2027-08-26 10:00 | 48.89 | 7.7 | 3.08 | 59.67
2027-08-26 11:00 | 47.64 | 7.6 | 3.04 | 58.28
2027-08-26 12:00 | 45.78 | 7.6 | 3.04 | 56.42
2027-08-26 13:00 | 45.45 | 7.65 | 3.06 | 56.16
2027-08-26 14:00 | 43.83 | 8.15 | 3.26 | 55.24
2027-08-26 15:00 | 45.45 | 8.7 | 3.48 | 57.63
2027-08-26 16:00 | 44.89 | 8.65 | 3.46 | 57
2027-08-26 17:00 | 46.4 | 8.65 | 3.46 | 58.51
2027-08-26 18:00 | 47.1 | 8.4 | 3.36 | 58.86
2027-08-26 19:00 | 46.71 | 8.15 | 3.26 | 58.12
2027-08-26 20:00 | 45.77 | 8 | 3.2 | 56.97
2027-08-26 21:00 | 44.65 | 7.9 | 3.16 | 55.71
2027-08-26 22:00 | 44.3 | 7.8 | 3.12 | 55.22
2027-08-26 23:00 | 42.81 | 7.6 | 3.04 | 53.45
2027-08-27 | 45.5 | 7.85 | 3.14 | 56.49
2027-08-27 01:00 | 44.12 | 7.7 | 3.08 | 54.9
2027-08-27 02:00 | 44.66 | 7.7 | 3.08 | 55.44
2027-08-27 03:00 | 45.61 | 7.9 | 3.16 | 56.67
2027-08-27 04:00 | 45.31 | 7.75 | 3.1 | 56.16
2027-08-27 05:00 | 48.05 | 7.8 | 3.12 | 58.97
2027-08-27 06:00 | 50.47 | 7.5 | 3 | 60.97
2027-08-27 07:00 | 52.41 | 7.45 | 2.98 | 62.84
2027-08-27 08:00 | 53.44 | 7.25 | 2.9 | 63.59
2027-08-27 09:00 | 51.1 | 7.25 | 2.9 | 61.25
2027-08-27 10:00 | 50.1 | 7.1 | 2.84 | 60.04
2027-08-27 11:00 | 51.34 | 7.2 | 2.88 | 61.42
2027-08-27 12:00 | 47.91 | 7.2 | 2.88 | 57.99
2027-08-27 13:00 | 46.16 | 7.1 | 2.84 | 56.1
2027-08-27 14:00 | 45.16 | 7.55 | 3.02 | 55.73
2027-08-27 15:00 | 44.63 | 7.95 | 3.18 | 55.76
2027-08-27 16:00 | 46.05 | 8.2 | 3.28 | 57.53
2027-08-27 17:00 | 46.79 | 8.4 | 3.36 | 58.55
2027-08-27 18:00 | 47.35 | 8.35 | 3.34 | 59.04
2027-08-27 19:00 | 48.08 | 8 | 3.2 | 59.28
2027-08-27 20:00 | 48.52 | 8.1 | 3.24 | 59.86
2027-08-27 21:00 | 49.02 | 8.05 | 3.22 | 60.29
2027-08-27 22:00 | 49.22 | 7.95 | 3.18 | 60.35
2027-08-27 23:00 | 49.31 | 7.75 | 3.1 | 60.16
2027-08-28 | 49.89 | 7.8 | 3.12 | 60.81
2027-08-28 01:00 | 50.42 | 7.95 | 3.18 | 61.55
2027-08-28 02:00 | 51.02 | 7.7 | 3.08 | 61.8
2027-08-28 03:00 | 51.57 | 7.65 | 3.06 | 62.28
2027-08-28 04:00 | 51.79 | 8.5 | 3.4 | 63.69
2027-08-28 05:00 | 52.6 | 7.9 | 3.16 | 63.66
2027-08-28 06:00 | 55.16 | 7.8 | 3.12 | 66.08
2027-08-28 07:00 | 54.85 | 7.7 | 3.08 | 65.63
2027-08-28 08:00 | 52.59 | 7.75 | 3.1 | 63.44
2027-08-28 09:00 | 54.64 | 7.65 | 3.06 | 65.35
2027-08-28 10:00 | 54.77 | 7.65 | 3.06 | 65.48
2027-08-28 11:00 | 54.59 | 7.25 | 2.9 | 64.74
2027-08-28 12:00 | 53.51 | 7.95 | 3.18 | 64.64
2027-08-28 13:00 | 54.64 | 8 | 3.2 | 65.84
2027-08-28 14:00 | 50.01 | 8.6 | 3.44 | 62.05
2027-08-28 15:00 | 55.82 | 8.75 | 3.5 | 68.07
2027-08-28 16:00 | 50 | 8.9 | 3.56 | 62.46
2027-08-28 17:00 | 53.12 | 8.85 | 3.54 | 65.51
2027-08-28 18:00 | 54.9 | 8.9 | 3.56 | 67.36
2027-08-28 19:00 | 52.65 | 9 | 3.6 | 65.25
2027-08-28 20:00 | 52.73 | 8.95 | 3.58 | 65.26
2027-08-28 21:00 | 47.22 | 9.05 | 3.62 | 59.89
2027-08-28 22:00 | 52.51 | 8.95 | 3.58 | 65.04
2027-08-28 23:00 | 52.69 | 8.9 | 3.56 | 65.15
2027-08-29 | 49.89 | 8.65 | 3.46 | 62
2027-08-29 01:00 | 49.94 | 8.6 | 3.44 | 61.98
2027-08-29 02:00 | 53.45 | 8.75 | 3.5 | 65.7
2027-08-29 03:00 | 54.99 | 8.55 | 3.42 | 66.96
2027-08-29 04:00 | 53.44 | 8.4 | 3.36 | 65.2
2027-08-29 05:00 | 54.97 | 8.35 | 3.34 | 66.66
2027-08-29 06:00 | 53.46 | 8.35 | 3.34 | 65.15
2027-08-29 07:00 | 54.86 | 8.1 | 3.24 | 66.2
2027-08-29 08:00 | 49.6 | 8.05 | 3.22 | 60.87
2027-08-29 09:00 | 51.45 | 8.15 | 3.26 | 62.86
2027-08-29 10:00 | 46.74 | 8.25 | 3.3 | 58.29
2027-08-29 11:00 | 47.08 | 8.1 | 3.24 | 58.42
2027-08-29 12:00 | 47.48 | 8.05 | 3.22 | 58.75
2027-08-29 13:00 | 52.69 | 8.1 | 3.24 | 64.03
2027-08-29 14:00 | 55.51 | 8.1 | 3.24 | 66.85
2027-08-29 15:00 | 54.44 | 8.2 | 3.28 | 65.92
2027-08-29 16:00 | 45.36 | 8.6 | 3.44 | 57.4
2027-08-29 17:00 | 48.65 | 8.8 | 3.52 | 60.97
2027-08-29 18:00 | 47.93 | 8.75 | 3.5 | 60.18
2027-08-29 19:00 | 45.94 | 8.85 | 3.54 | 58.33
2027-08-29 20:00 | 44.2 | 8.9 | 3.56 | 56.66
2027-08-29 21:00 | 40.45 | 8.9 | 3.56 | 52.91
2027-08-29 22:00 | 40.32 | 8.8 | 3.52 | 52.64
2027-08-29 23:00 | 39.21 | 8.6 | 3.44 | 51.25
2027-08-30 | 39.62 | 8.45 | 3.38 | 51.45
2027-08-30 01:00 | 39.79 | 8.5 | 3.4 | 51.69
2027-08-30 02:00 | 39.57 | 8.4 | 3.36 | 51.33
2027-08-30 03:00 | 39.76 | 8.5 | 3.4 | 51.66
2027-08-30 04:00 | 39.86 | 8.4 | 3.36 | 51.62
2027-08-30 05:00 | 46.25 | 8.35 | 3.34 | 57.94
2027-08-30 06:00 | 56.15 | 8.1 | 3.24 | 67.49
2027-08-30 07:00 | 49.72 | 8.15 | 3.26 | 61.13
2027-08-30 08:00 | 47.86 | 8.15 | 3.26 | 59.27
2027-08-30 09:00 | 46.68 | 8.05 | 3.22 | 57.95
2027-08-30 10:00 | 48.91 | 7.2 | 2.88 | 58.99
2027-08-30 11:00 | 49.21 | 7.25 | 2.9 | 59.36
2027-08-30 12:00 | 48.39 | 7.2 | 2.88 | 58.47
2027-08-30 13:00 | 45.98 | 9.9 | 3.96 | 59.84
2027-08-30 14:00 | 47.51 | 8.6 | 3.44 | 59.55
2027-08-30 15:00 | 49.11 | 8.5 | 3.4 | 61.01
2027-08-30 16:00 | 50.91 | 8.85 | 3.54 | 63.3
2027-08-30 17:00 | 56.45 | 8.25 | 3.3 | 68
2027-08-30 18:00 | 58.55 | 7.65 | 3.06 | 69.26
2027-08-30 19:00 | 55.34 | 7.75 | 3.1 | 66.19
2027-08-30 20:00 | 52.16 | 8.4 | 3.36 | 63.92
2027-08-30 21:00 | 51.93 | 8.6 | 3.44 | 63.97
2027-08-30 22:00 | 47.57 | 8.95 | 3.58 | 60.1
2027-08-30 23:00 | 47.5 | 8.7 | 3.48 | 59.68
2027-08-31 | 47.6 | 8.8 | 3.52 | 59.92
2027-08-31 01:00 | 46.95 | 8.8 | 3.52 | 59.27
2027-08-31 02:00 | 48.24 | 8.8 | 3.52 | 60.56
2027-08-31 03:00 | 48.43 | 8.8 | 3.52 | 60.75
2027-08-31 04:00 | 50.85 | 8.65 | 3.46 | 62.96
2027-08-31 05:00 | 60.35 | 8.45 | 3.38 | 72.18
2027-08-31 06:00 | 53.84 | 8.45 | 3.38 | 65.67
2027-08-31 07:00 | 53 | 8.3 | 3.32 | 64.62
2027-08-31 08:00 | 53.29 | 8.2 | 3.28 | 64.77
2027-08-31 09:00 | 55.08 | 8.05 | 3.22 | 66.35
2027-08-31 10:00 | 53.29 | 8.2 | 3.28 | 64.77
2027-08-31 11:00 | 57.28 | 8.25 | 3.3 | 68.83
2027-08-31 12:00 | 53.23 | 8.2 | 3.28 | 64.71
2027-08-31 13:00 | 53.19 | 7.95 | 3.18 | 64.32
2027-08-31 14:00 | 54.54 | 7.85 | 3.14 | 65.53
2027-08-31 15:00 | 51.96 | 7.8 | 3.12 | 62.88
2027-08-31 16:00 | 54.56 | 8.05 | 3.22 | 65.83
2027-08-31 17:00 | 54.71 | 7.9 | 3.16 | 65.77
2027-08-31 18:00 | 53.35 | 7.95 | 3.18 | 64.48
2027-08-31 19:00 | 53.51 | 7.95 | 3.18 | 64.64
2027-08-31 20:00 | 55.06 | 8 | 3.2 | 66.26
2027-08-31 21:00 | 54.82 | 7.95 | 3.18 | 65.95
2027-08-31 22:00 | 53.51 | 7.95 | 3.18 | 64.64
2027-08-31 23:00 | 56.44 | 8 | 3.2 | 67.64
2027-09-01 | 52.98 | 9.5 | 3.8 | 66.28
2027-09-01 01:00 | 51.58 | 9.53 | 3.81 | 64.92
2027-09-01 02:00 | 51.22 | 9.49 | 3.8 | 64.51
2027-09-01 03:00 | 51.02 | 9.63 | 3.85 | 64.5
2027-09-01 04:00 | 51.73 | 9.83 | 3.93 | 65.49
2027-09-01 05:00 | 57.22 | 10.57 | 4.23 | 72.02
2027-09-01 06:00 | 67.97 | 13.62 | 5.45 | 87.04
2027-09-01 07:00 | 67.34 | 13.79 | 5.52 | 86.65
2027-09-01 08:00 | 60.03 | 12.7 | 5.08 | 77.81
2027-09-01 09:00 | 56.7 | 11.28 | 4.51 | 72.49
2027-09-01 10:00 | 52.64 | 10.25 | 4.1 | 66.99
2027-09-01 11:00 | 52.8 | 10.2 | 4.08 | 67.08
2027-09-01 12:00 | 53.06 | 9.45 | 3.78 | 66.29
2027-09-01 13:00 | 52.21 | 9.28 | 3.71 | 65.2
2027-09-01 14:00 | 52.47 | 9.19 | 3.68 | 65.34
2027-09-01 15:00 | 53.4 | 9.35 | 3.74 | 66.49
2027-09-01 16:00 | 53.16 | 9.28 | 3.71 | 66.15
2027-09-01 17:00 | 52.54 | 9.55 | 3.82 | 65.91
2027-09-01 18:00 | 52.82 | 9.75 | 3.9 | 66.47
2027-09-01 19:00 | 52.79 | 9.72 | 3.89 | 66.4
2027-09-01 20:00 | 52.22 | 9.55 | 3.82 | 65.59
2027-09-01 21:00 | 51.57 | 9.55 | 3.82 | 64.94
2027-09-01 22:00 | 53.88 | 9.5 | 3.8 | 67.18
2027-09-01 23:00 | 52.61 | 9.48 | 3.79 | 65.88
2027-09-02 | 53.45 | 9.3 | 3.72 | 66.47
2027-09-02 01:00 | 53.04 | 9.3 | 3.72 | 66.06
2027-09-02 02:00 | 52.24 | 9.25 | 3.7 | 65.19
2027-09-02 03:00 | 54.33 | 9.45 | 3.78 | 67.56
2027-09-02 04:00 | 53.11 | 9.47 | 3.79 | 66.37
2027-09-02 05:00 | 52.92 | 9.73 | 3.89 | 66.54
2027-09-02 06:00 | 53.3 | 10 | 4 | 67.3
2027-09-02 07:00 | 55.35 | 11.45 | 4.58 | 71.38
2027-09-02 08:00 | 57.36 | 11.87 | 4.75 | 73.98
2027-09-02 09:00 | 57.41 | 11.45 | 4.58 | 73.44
2027-09-02 10:00 | 54.94 | 10.83 | 4.33 | 70.1
2027-09-02 11:00 | 52.95 | 10.16 | 4.06 | 67.17
2027-09-02 12:00 | 53.5 | 9.82 | 3.93 | 67.25
2027-09-02 13:00 | 53.34 | 9.43 | 3.77 | 66.54
2027-09-02 14:00 | 52.32 | 9.4 | 3.76 | 65.48
2027-09-02 15:00 | 53.65 | 9.25 | 3.7 | 66.6
2027-09-02 16:00 | 53.39 | 9.32 | 3.73 | 66.44
2027-09-02 17:00 | 53.68 | 9.43 | 3.77 | 66.88
2027-09-02 18:00 | 52.67 | 9.75 | 3.9 | 66.32
2027-09-02 19:00 | 52.78 | 9.85 | 3.94 | 66.57
2027-09-02 20:00 | 52.85 | 9.5 | 3.8 | 66.15
2027-09-02 21:00 | 52.83 | 9.6 | 3.84 | 66.27
2027-09-02 22:00 | 53.1 | 9.45 | 3.78 | 66.33
2027-09-02 23:00 | 52.38 | 9.25 | 3.7 | 65.33
2027-09-03 | 53.49 | 9.32 | 3.73 | 66.54
2027-09-03 01:00 | 52.57 | 9.23 | 3.69 | 65.49
2027-09-03 02:00 | 52.98 | 9.35 | 3.74 | 66.07
2027-09-03 03:00 | 52.63 | 9.5 | 3.8 | 65.93
2027-09-03 04:00 | 52.94 | 9.75 | 3.9 | 66.59
2027-09-03 05:00 | 52.22 | 10.07 | 4.03 | 66.32
2027-09-03 06:00 | 53.77 | 10.78 | 4.31 | 68.86
2027-09-03 07:00 | 57.35 | 11.65 | 4.66 | 73.66
2027-09-03 08:00 | 57.19 | 12.35 | 4.94 | 74.48
2027-09-03 09:00 | 56.84 | 11.88 | 4.75 | 73.47
2027-09-03 10:00 | 53.71 | 10.82 | 4.33 | 68.86
2027-09-03 11:00 | 51.95 | 10.5 | 4.2 | 66.65
2027-09-03 12:00 | 51.77 | 9.9 | 3.96 | 65.63
2027-09-03 13:00 | 52.9 | 9.63 | 3.85 | 66.38
2027-09-03 14:00 | 52.85 | 9.31 | 3.72 | 65.88
2027-09-03 15:00 | 51.87 | 9.6 | 3.84 | 65.31
2027-09-03 16:00 | 53.7 | 10.09 | 4.04 | 67.83
2027-09-03 17:00 | 52.39 | 9.78 | 3.91 | 66.08
2027-09-03 18:00 | 51.15 | 11.05 | 4.42 | 66.62
2027-09-03 19:00 | 51.76 | 10.7 | 4.28 | 66.74
2027-09-03 20:00 | 52.67 | 10.12 | 4.05 | 66.84
2027-09-03 21:00 | 52.3 | 9.93 | 3.97 | 66.2
2027-09-03 22:00 | 53.31 | 9.7 | 3.88 | 66.89
2027-09-03 23:00 | 53.5 | 9.55 | 3.82 | 66.87
2027-09-04 | 53.94 | 9.65 | 3.86 | 67.45
2027-09-04 01:00 | 52.97 | 9.85 | 3.94 | 66.76
2027-09-04 02:00 | 51.98 | 9.95 | 3.98 | 65.91
2027-09-04 03:00 | 54.58 | 10.02 | 4.01 | 68.61
2027-09-04 04:00 | 56.19 | 10.58 | 4.23 | 71
2027-09-04 05:00 | 58.9 | 12.25 | 4.9 | 76.05
2027-09-04 06:00 | 66.49 | 15.27 | 6.11 | 87.87
2027-09-04 07:00 | 69.53 | 15.08 | 6.03 | 90.64
2027-09-04 08:00 | 61.13 | 12.52 | 5.01 | 78.66
2027-09-04 09:00 | 57.82 | 10.7 | 4.28 | 72.8
2027-09-04 10:00 | 59.92 | 9.65 | 3.86 | 73.43
2027-09-04 11:00 | 58.77 | 9.5 | 3.8 | 72.07
2027-09-04 12:00 | 55.93 | 9.31 | 3.72 | 68.96
2027-09-04 13:00 | 52.66 | 9.27 | 3.71 | 65.64
2027-09-04 14:00 | 51.85 | 9.27 | 3.71 | 64.83
2027-09-04 15:00 | 53.01 | 9.28 | 3.71 | 66
2027-09-04 16:00 | 52.53 | 9.42 | 3.77 | 65.72
2027-09-04 17:00 | 53.9 | 9.28 | 3.71 | 66.89
2027-09-04 18:00 | 54.56 | 9.55 | 3.82 | 67.93
2027-09-04 19:00 | 54.53 | 9.72 | 3.89 | 68.14
2027-09-04 20:00 | 54.29 | 9.68 | 3.87 | 67.84
2027-09-04 21:00 | 53.05 | 9.6 | 3.84 | 66.49
2027-09-04 22:00 | 51.82 | 9.27 | 3.71 | 64.8
2027-09-04 23:00 | 54.36 | 9.18 | 3.67 | 67.21
2027-09-05 | 53.97 | 9.38 | 3.75 | 67.1
2027-09-05 01:00 | 52.85 | 9.42 | 3.77 | 66.04
2027-09-05 02:00 | 52.57 | 9.55 | 3.82 | 65.94
2027-09-05 03:00 | 52.99 | 9.55 | 3.82 | 66.36
2027-09-05 04:00 | 52.31 | 9.5 | 3.8 | 65.61
2027-09-05 05:00 | 56.86 | 10.45 | 4.18 | 71.49
2027-09-05 06:00 | 67.19 | 13.3 | 5.32 | 85.81
2027-09-05 07:00 | 68.29 | 12.8 | 5.12 | 86.21
2027-09-05 08:00 | 62.79 | 11.92 | 4.77 | 79.48
2027-09-05 09:00 | 57.8 | 11.03 | 4.41 | 73.24
2027-09-05 10:00 | 52.24 | 10.22 | 4.09 | 66.55
2027-09-05 11:00 | 52.43 | 10.08 | 4.03 | 66.54
2027-09-05 12:00 | 50.87 | 10.17 | 4.07 | 65.11
2027-09-05 13:00 | 48.69 | 9.98 | 3.99 | 62.66
2027-09-05 14:00 | 48.17 | 9.92 | 3.97 | 62.06
2027-09-05 15:00 | 49.22 | 9.78 | 3.91 | 62.91
2027-09-05 16:00 | 50.91 | 9.95 | 3.98 | 64.84
2027-09-05 17:00 | 53.56 | 9.95 | 3.98 | 67.49
2027-09-05 18:00 | 51.66 | 9.85 | 3.94 | 65.45
2027-09-05 19:00 | 56.77 | 9.98 | 3.99 | 70.74
2027-09-05 20:00 | 52.38 | 10.06 | 4.02 | 66.46
2027-09-05 21:00 | 50.88 | 9.4 | 3.76 | 64.04
2027-09-05 22:00 | 48.51 | 9.37 | 3.75 | 61.63
2027-09-05 23:00 | 46.03 | 9.47 | 3.79 | 59.29
2027-09-06 | 44.53 | 9.83 | 3.93 | 58.29
2027-09-06 01:00 | 44.17 | 9.4 | 3.76 | 57.33
2027-09-06 02:00 | 43.31 | 9.8 | 3.92 | 57.03
2027-09-06 03:00 | 43.3 | 9.6 | 3.84 | 56.74
2027-09-06 04:00 | 43.35 | 9.3 | 3.72 | 56.37
2027-09-06 05:00 | 48.25 | 8.93 | 3.57 | 60.75
2027-09-06 06:00 | 60.07 | 8.7 | 3.48 | 72.25
2027-09-06 07:00 | 55.09 | 8.65 | 3.46 | 67.2
2027-09-06 08:00 | 50.83 | 8.1 | 3.24 | 62.17
2027-09-06 09:00 | 50.16 | 8.2 | 3.28 | 61.64
2027-09-06 10:00 | 51.39 | 8.2 | 3.28 | 62.87
2027-09-06 11:00 | 50.6 | 8.32 | 3.33 | 62.25
2027-09-06 12:00 | 52.74 | 8.85 | 3.54 | 65.13
2027-09-06 13:00 | 55.23 | 9.91 | 3.96 | 69.1
2027-09-06 14:00 | 52.21 | 10.2 | 4.08 | 66.49
2027-09-06 15:00 | 49.8 | 10.62 | 4.25 | 64.67
2027-09-06 16:00 | 53.74 | 10.62 | 4.25 | 68.61
2027-09-06 17:00 | 54.29 | 10.68 | 4.27 | 69.24
2027-09-06 18:00 | 56.38 | 11.5 | 4.6 | 72.48
2027-09-06 19:00 | 56.34 | 11.03 | 4.41 | 71.78
2027-09-06 20:00 | 56.62 | 10.55 | 4.22 | 71.39
2027-09-06 21:00 | 53.98 | 10.2 | 4.08 | 68.26
2027-09-06 22:00 | 52.83 | 9.85 | 3.94 | 66.62
2027-09-06 23:00 | 48.94 | 9.8 | 3.92 | 62.66
2027-09-07 | 49 | 9.53 | 3.81 | 62.34
2027-09-07 01:00 | 48.3 | 9.87 | 3.95 | 62.12
2027-09-07 02:00 | 49.29 | 9.55 | 3.82 | 62.66
2027-09-07 03:00 | 50.66 | 9.78 | 3.91 | 64.35
2027-09-07 04:00 | 52.23 | 9.92 | 3.97 | 66.12
2027-09-07 05:00 | 57.42 | 10.28 | 4.11 | 71.81
2027-09-07 06:00 | 66.32 | 10.87 | 4.35 | 81.54
2027-09-07 07:00 | 65.17 | 13.88 | 5.55 | 84.6
2027-09-07 08:00 | 59.68 | 11.8 | 4.72 | 76.2
2027-09-07 09:00 | 58.09 | 10.3 | 4.12 | 72.51
2027-09-07 10:00 | 57.7 | 10.3 | 4.12 | 72.12
2027-09-07 11:00 | 51.26 | 10.03 | 4.01 | 65.3
2027-09-07 12:00 | 47.29 | 9.77 | 3.91 | 60.97
2027-09-07 13:00 | 49.8 | 9.8 | 3.92 | 63.52
2027-09-07 14:00 | 51.35 | 8 | 3.2 | 62.55
2027-09-07 15:00 | 50.38 | 7.73 | 3.09 | 61.2
2027-09-07 16:00 | 51.24 | 7.77 | 3.11 | 62.12
2027-09-07 17:00 | 52.8 | 8.15 | 3.26 | 64.21
2027-09-07 18:00 | 56.59 | 8.67 | 3.47 | 68.73
2027-09-07 19:00 | 55.85 | 8.88 | 3.55 | 68.28
2027-09-07 20:00 | 54.21 | 8.62 | 3.45 | 66.28
2027-09-07 21:00 | 53.71 | 8.83 | 3.53 | 66.07
2027-09-07 22:00 | 50.13 | 8.84 | 3.54 | 62.51
2027-09-07 23:00 | 47.85 | 8.36 | 3.34 | 59.55
2027-09-08 | 46.44 | 8.5 | 3.4 | 58.34
2027-09-08 01:00 | 46.42 | 8.38 | 3.35 | 58.15
2027-09-08 02:00 | 47.46 | 8.3 | 3.32 | 59.08
2027-09-08 03:00 | 47.45 | 8.38 | 3.35 | 59.18
2027-09-08 04:00 | 47.79 | 8.62 | 3.45 | 59.86
2027-09-08 05:00 | 54.1 | 9.18 | 3.67 | 66.95
2027-09-08 06:00 | 61.57 | 11.6 | 4.64 | 77.81
2027-09-08 07:00 | 61.49 | 11.55 | 4.62 | 77.66
2027-09-08 08:00 | 58.03 | 11 | 4.4 | 73.43
2027-09-08 09:00 | 58.76 | 10.85 | 4.34 | 73.95
2027-09-08 10:00 | 58.9 | 10.49 | 4.2 | 73.59
2027-09-08 11:00 | 55.35 | 10.46 | 4.18 | 69.99
2027-09-08 12:00 | 52.37 | 10.37 | 4.15 | 66.89
2027-09-08 13:00 | 50.81 | 9.5 | 3.8 | 64.11
2027-09-08 14:00 | 50.38 | 9.13 | 3.65 | 63.16
2027-09-08 15:00 | 53.23 | 9.3 | 3.72 | 66.25
2027-09-08 16:00 | 51.02 | 9.07 | 3.63 | 63.72
2027-09-08 17:00 | 52.03 | 9.03 | 3.61 | 64.67
2027-09-08 18:00 | 53.1 | 9.53 | 3.81 | 66.44
2027-09-08 19:00 | 53.33 | 9.75 | 3.9 | 66.98
2027-09-08 20:00 | 51.2 | 9.42 | 3.77 | 64.39
2027-09-08 21:00 | 50.15 | 9.31 | 3.72 | 63.18
2027-09-08 22:00 | 48.98 | 9.4 | 3.76 | 62.14
2027-09-08 23:00 | 48.35 | 9.22 | 3.69 | 61.26
2027-09-09 | 48.1 | 8.88 | 3.55 | 60.53
2027-09-09 01:00 | 47.9 | 8.85 | 3.54 | 60.29
2027-09-09 02:00 | 47.9 | 8.84 | 3.54 | 60.28
2027-09-09 03:00 | 47.88 | 8.98 | 3.59 | 60.45
2027-09-09 04:00 | 48.49 | 8.83 | 3.53 | 60.85
2027-09-09 05:00 | 51.06 | 9.22 | 3.69 | 63.97
2027-09-09 06:00 | 55.49 | 9.8 | 3.92 | 69.21
2027-09-09 07:00 | 57.57 | 10.86 | 4.34 | 72.77
2027-09-09 08:00 | 57.95 | 11.72 | 4.69 | 74.36
2027-09-09 09:00 | 59.56 | 11.12 | 4.45 | 75.13
2027-09-09 10:00 | 56.75 | 10.43 | 4.17 | 71.35
2027-09-09 11:00 | 56.64 | 10.1 | 4.04 | 70.78
2027-09-09 12:00 | 55.97 | 10 | 4 | 69.97
2027-09-09 13:00 | 53.81 | 9.7 | 3.88 | 67.39
2027-09-09 14:00 | 52.59 | 9.45 | 3.78 | 65.82
2027-09-09 15:00 | 53.6 | 9.7 | 3.88 | 67.18
2027-09-09 16:00 | 52.87 | 9.9 | 3.96 | 66.73
2027-09-09 17:00 | 53.74 | 9.92 | 3.97 | 67.63
2027-09-09 18:00 | 55.22 | 10.08 | 4.03 | 69.33
2027-09-09 19:00 | 54.4 | 10.07 | 4.03 | 68.5
2027-09-09 20:00 | 53.1 | 9.73 | 3.89 | 66.72
2027-09-09 21:00 | 52.47 | 9.97 | 3.99 | 66.43
2027-09-09 22:00 | 52.25 | 9.93 | 3.97 | 66.15
2027-09-09 23:00 | 52.98 | 10 | 4 | 66.98
2027-09-10 | 52.08 | 9.8 | 3.92 | 65.8
2027-09-10 01:00 | 52.33 | 9.75 | 3.9 | 65.98
2027-09-10 02:00 | 52.21 | 9.7 | 3.88 | 65.79
2027-09-10 03:00 | 53.45 | 9.98 | 3.99 | 67.42
2027-09-10 04:00 | 51.69 | 10.12 | 4.05 | 65.86
2027-09-10 05:00 | 52.16 | 10.2 | 4.08 | 66.44
2027-09-10 06:00 | 54.68 | 10.72 | 4.29 | 69.69
2027-09-10 07:00 | 56.65 | 11.43 | 4.57 | 72.65
2027-09-10 08:00 | 58.97 | 12.15 | 4.86 | 75.98
2027-09-10 09:00 | 58.76 | 12.05 | 4.82 | 75.63
2027-09-10 10:00 | 56.94 | 10.8 | 4.32 | 72.06
2027-09-10 11:00 | 56.01 | 10.58 | 4.23 | 70.82
2027-09-10 12:00 | 53.99 | 9.96 | 3.98 | 67.93
2027-09-10 13:00 | 52.04 | 9.46 | 3.78 | 65.28
2027-09-10 14:00 | 52.25 | 9.25 | 3.7 | 65.2
2027-09-10 15:00 | 48.71 | 9.15 | 3.66 | 61.52
2027-09-10 16:00 | 51.12 | 9.35 | 3.74 | 64.21
2027-09-10 17:00 | 56.18 | 10.12 | 4.05 | 70.35
2027-09-10 18:00 | 56.71 | 10.93 | 4.37 | 72.01
2027-09-10 19:00 | 55.88 | 10.9 | 4.36 | 71.14
2027-09-10 20:00 | 52.74 | 10.32 | 4.13 | 67.19
2027-09-10 21:00 | 52.21 | 10.15 | 4.06 | 66.42
2027-09-10 22:00 | 50.44 | 9.83 | 3.93 | 64.2
2027-09-10 23:00 | 49.08 | 9.18 | 3.67 | 61.93
2027-09-11 | 49.32 | 9.02 | 3.61 | 61.95
2027-09-11 01:00 | 48.68 | 8.97 | 3.59 | 61.24
2027-09-11 02:00 | 49.34 | 8.86 | 3.54 | 61.74
2027-09-11 03:00 | 51.21 | 8.84 | 3.54 | 63.59
2027-09-11 04:00 | 52.4 | 9.4 | 3.76 | 65.56
2027-09-11 05:00 | 55.31 | 10.38 | 4.15 | 69.84
2027-09-11 06:00 | 72.67 | 13.62 | 5.45 | 91.74
2027-09-11 07:00 | 70.88 | 12.93 | 5.17 | 88.98
2027-09-11 08:00 | 64.04 | 12.58 | 5.03 | 81.65
2027-09-11 09:00 | 65.86 | 11.84 | 4.74 | 82.44
2027-09-11 10:00 | 63.46 | 10.78 | 4.31 | 78.55
2027-09-11 11:00 | 62.26 | 10.77 | 4.31 | 77.34
2027-09-11 12:00 | 59.4 | 10.4 | 4.16 | 73.96
2027-09-11 13:00 | 58.11 | 10.71 | 4.28 | 73.1
2027-09-11 14:00 | 54.08 | 10.18 | 4.07 | 68.33
2027-09-11 15:00 | 60.66 | 11.2 | 4.48 | 76.34
2027-09-11 16:00 | 59.64 | 11.77 | 4.71 | 76.12
2027-09-11 17:00 | 61.94 | 13.43 | 5.37 | 80.74
2027-09-11 18:00 | 65.86 | 13.43 | 5.37 | 84.66
2027-09-11 19:00 | 65.43 | 12.37 | 4.95 | 82.75
2027-09-11 20:00 | 62.13 | 11.12 | 4.45 | 77.7
2027-09-11 21:00 | 61.59 | 10.81 | 4.32 | 76.72
2027-09-11 22:00 | 59.04 | 10.37 | 4.15 | 73.56
2027-09-11 23:00 | 56.3 | 9.55 | 3.82 | 69.67
2027-09-12 | 55.18 | 9.55 | 3.82 | 68.55
2027-09-12 01:00 | 56.79 | 9.4 | 3.76 | 69.95
2027-09-12 02:00 | 57.11 | 9.45 | 3.78 | 70.34
2027-09-12 03:00 | 57.16 | 9.85 | 3.94 | 70.95
2027-09-12 04:00 | 58.97 | 10.22 | 4.09 | 73.28
2027-09-12 05:00 | 63.99 | 12.15 | 4.86 | 81
2027-09-12 06:00 | 75.68 | 14.93 | 5.97 | 96.58
2027-09-12 07:00 | 76.48 | 15.52 | 6.21 | 98.21
2027-09-12 08:00 | 72.52 | 14.22 | 5.69 | 92.43
2027-09-12 09:00 | 69.11 | 11.88 | 4.75 | 85.74
2027-09-12 10:00 | 65.89 | 10.88 | 4.35 | 81.12
2027-09-12 11:00 | 63.19 | 11.2 | 4.48 | 78.87
2027-09-12 12:00 | 56.9 | 10.84 | 4.34 | 72.08
2027-09-12 13:00 | 64.25 | 10.56 | 4.22 | 79.03
2027-09-12 14:00 | 58.19 | 9.8 | 3.92 | 71.91
2027-09-12 15:00 | 56.7 | 9.83 | 3.93 | 70.46
2027-09-12 16:00 | 59.29 | 10.72 | 4.29 | 74.3
2027-09-12 17:00 | 62.97 | 11.92 | 4.77 | 79.66
2027-09-12 18:00 | 62.81 | 11.68 | 4.67 | 79.16
2027-09-12 19:00 | 61.05 | 12 | 4.8 | 77.85
2027-09-12 20:00 | 59.96 | 11.77 | 4.71 | 76.44
2027-09-12 21:00 | 61.15 | 12.03 | 4.81 | 77.99
2027-09-12 22:00 | 58.17 | 10.25 | 4.1 | 72.52
2027-09-12 23:00 | 54.66 | 10.02 | 4.01 | 68.69
2027-09-13 | 52.97 | 10.03 | 4.01 | 67.01
2027-09-13 01:00 | 54.27 | 10.38 | 4.15 | 68.8
2027-09-13 02:00 | 55.31 | 10.07 | 4.03 | 69.41
2027-09-13 03:00 | 55.41 | 10 | 4 | 69.41
2027-09-13 04:00 | 59.03 | 10.22 | 4.09 | 73.34
2027-09-13 05:00 | 63.96 | 11.4 | 4.56 | 79.92
2027-09-13 06:00 | 75.17 | 13.38 | 5.35 | 93.9
2027-09-13 07:00 | 76.91 | 13.82 | 5.53 | 96.26
2027-09-13 08:00 | 76.48 | 14.2 | 5.68 | 96.36
2027-09-13 09:00 | 76.81 | 13.53 | 5.41 | 95.75
2027-09-13 10:00 | 76.24 | 13.67 | 5.47 | 95.38
2027-09-13 11:00 | 76.05 | 13.43 | 5.37 | 94.85
2027-09-13 12:00 | 73.52 | 13.2 | 5.28 | 92
2027-09-13 13:00 | 68.95 | 12.5 | 5 | 86.45
2027-09-13 14:00 | 63.51 | 10.87 | 4.35 | 78.73
2027-09-13 15:00 | 55.08 | 10.28 | 4.11 | 69.47
2027-09-13 16:00 | 57.16 | 10.22 | 4.09 | 71.47
2027-09-13 17:00 | 65.05 | 11.08 | 4.43 | 80.56
2027-09-13 18:00 | 70.57 | 12.2 | 4.88 | 87.65
2027-09-13 19:00 | 70.74 | 11.85 | 4.74 | 87.33
2027-09-13 20:00 | 67.52 | 12.45 | 4.98 | 84.95
2027-09-13 21:00 | 65.78 | 11.69 | 4.68 | 82.15
2027-09-13 22:00 | 63.55 | 11.1 | 4.44 | 79.09
2027-09-13 23:00 | 61.58 | 10.9 | 4.36 | 76.84
2027-09-14 | 62.19 | 10.7 | 4.28 | 77.17
2027-09-14 01:00 | 62.58 | 10.65 | 4.26 | 77.49
2027-09-14 02:00 | 62.59 | 10.62 | 4.25 | 77.46
2027-09-14 03:00 | 63.75 | 10.68 | 4.27 | 78.7
2027-09-14 04:00 | 65.39 | 11.52 | 4.61 | 81.52
2027-09-14 05:00 | 71.22 | 13 | 5.2 | 89.42
2027-09-14 06:00 | 85.63 | 16.26 | 6.5 | 108.39
2027-09-14 07:00 | 85.06 | 16.88 | 6.75 | 108.69
2027-09-14 08:00 | 78.31 | 15.12 | 6.05 | 99.48
2027-09-14 09:00 | 73.68 | 13.63 | 5.45 | 92.76
2027-09-14 10:00 | 71.8 | 12.65 | 5.06 | 89.51
2027-09-14 11:00 | 77.72 | 11.45 | 4.58 | 93.75
2027-09-14 12:00 | 74.96 | 10.9 | 4.36 | 90.22
2027-09-14 13:00 | 70.54 | 10.2 | 4.08 | 84.82
2027-09-14 14:00 | 62.13 | 10.32 | 4.13 | 76.58
2027-09-14 15:00 | 60.66 | 10.23 | 4.09 | 74.98
2027-09-14 16:00 | 61.99 | 9.22 | 3.69 | 74.9
2027-09-14 17:00 | 65.52 | 11.83 | 4.73 | 82.08
2027-09-14 18:00 | 65.92 | 12.6 | 5.04 | 83.56
2027-09-14 19:00 | 67.74 | 12.2 | 4.88 | 84.82
2027-09-14 20:00 | 63.98 | 12 | 4.8 | 80.78
2027-09-14 21:00 | 63.86 | 11.52 | 4.61 | 79.99
2027-09-14 22:00 | 62.36 | 11.68 | 4.67 | 78.71
2027-09-14 23:00 | 59.43 | 11.05 | 4.42 | 74.9
2027-09-15 | 59.12 | 11.15 | 4.46 | 74.73
2027-09-15 01:00 | 59.39 | 11.2 | 4.48 | 75.07
2027-09-15 02:00 | 60.55 | 10.92 | 4.37 | 75.84
2027-09-15 03:00 | 62.41 | 10.83 | 4.33 | 77.57
2027-09-15 04:00 | 73.22 | 11.33 | 4.53 | 89.08
2027-09-15 05:00 | 82.6 | 12.62 | 5.05 | 100.27
2027-09-15 06:00 | 82.79 | 15.15 | 6.06 | 104
2027-09-15 07:00 | 78.98 | 15.52 | 6.21 | 100.71
2027-09-15 08:00 | 76.32 | 13.2 | 5.28 | 94.8
2027-09-15 09:00 | 74.02 | 13.54 | 5.42 | 92.98
2027-09-15 10:00 | 73.86 | 12.5 | 5 | 91.36
2027-09-15 11:00 | 71.39 | 12.15 | 4.86 | 88.4
2027-09-15 12:00 | 66.26 | 11.28 | 4.51 | 82.05
2027-09-15 13:00 | 61.95 | 11.38 | 4.55 | 77.88
2027-09-15 14:00 | 60.2 | 11.67 | 4.67 | 76.54
2027-09-15 15:00 | 58.5 | 11.45 | 4.58 | 74.53
2027-09-15 16:00 | 60.08 | 11 | 4.4 | 75.48
2027-09-15 17:00 | 61.22 | 10.5 | 4.2 | 75.92
2027-09-15 18:00 | 62.02 | 10.5 | 4.2 | 76.72
2027-09-15 19:00 | 59.81 | 10.85 | 4.34 | 75
2027-09-15 20:00 | 38.74 | 10.52 | 4.21 | 53.47
2027-09-15 21:00 | 49.82 | 10.33 | 4.13 | 64.28
2027-09-15 22:00 | 53.69 | 10.75 | 4.3 | 68.74
2027-09-15 23:00 | 59.47 | 10.9 | 4.36 | 74.73
2027-09-16 | 60.19 | 10.32 | 4.13 | 74.64
2027-09-16 01:00 | 59.67 | 10.25 | 4.1 | 74.02
2027-09-16 02:00 | 61.12 | 9.7 | 3.88 | 74.7
2027-09-16 03:00 | 62.34 | 10.7 | 4.28 | 77.32
2027-09-16 04:00 | 62.98 | 12.18 | 4.87 | 80.03
2027-09-16 05:00 | 66.49 | 12.45 | 4.98 | 83.92
2027-09-16 06:00 | 71.12 | 14.05 | 5.62 | 90.79
2027-09-16 07:00 | 75.2 | 15.35 | 6.14 | 96.69
2027-09-16 08:00 | 76.94 | 16.25 | 6.5 | 99.69
2027-09-16 09:00 | 72.71 | 13.85 | 5.54 | 92.1
2027-09-16 10:00 | 65.93 | 12.5 | 5 | 83.43
2027-09-16 11:00 | 64.73 | 11.93 | 4.77 | 81.43
2027-09-16 12:00 | 65.28 | 11.89 | 4.76 | 81.93
2027-09-16 13:00 | 61.98 | 11.43 | 4.57 | 77.98
2027-09-16 14:00 | 59.54 | 10.97 | 4.39 | 74.9
2027-09-16 15:00 | 60.24 | 11.28 | 4.51 | 76.03
2027-09-16 16:00 | 60.33 | 11.65 | 4.66 | 76.64
2027-09-16 17:00 | 62.46 | 12 | 4.8 | 79.26
2027-09-16 18:00 | 61.94 | 11.85 | 4.74 | 78.53
2027-09-16 19:00 | 63.83 | 12.3 | 4.92 | 81.05
2027-09-16 20:00 | 61.28 | 11.9 | 4.76 | 77.94
2027-09-16 21:00 | 61.66 | 11.57 | 4.63 | 77.86
2027-09-16 22:00 | 61.14 | 11.53 | 4.61 | 77.28
2027-09-16 23:00 | 61.13 | 11.45 | 4.58 | 77.16
2027-09-17 | 61.11 | 11.72 | 4.69 | 77.52
2027-09-17 01:00 | 61.13 | 11.65 | 4.66 | 77.44
2027-09-17 02:00 | 61.81 | 11.53 | 4.61 | 77.95
2027-09-17 03:00 | 62.5 | 11.46 | 4.58 | 78.54
2027-09-17 04:00 | 62.16 | 11.95 | 4.78 | 78.89
2027-09-17 05:00 | 64.65 | 12.35 | 4.94 | 81.94
2027-09-17 06:00 | 68.2 | 12.8 | 5.12 | 86.12
2027-09-17 07:00 | 70.9 | 13.95 | 5.58 | 90.43
2027-09-17 08:00 | 75.72 | 15.4 | 6.16 | 97.28
2027-09-17 09:00 | 76.84 | 15.15 | 6.06 | 98.05
2027-09-17 10:00 | 73.77 | 14.65 | 5.86 | 94.28
2027-09-17 11:00 | 69.9 | 13.8 | 5.52 | 89.22
2027-09-17 12:00 | 66.84 | 12.8 | 5.12 | 84.76
2027-09-17 13:00 | 65 | 11.9 | 4.76 | 81.66
2027-09-17 14:00 | 66.02 | 11.27 | 4.51 | 81.8
2027-09-17 15:00 | 62.55 | 10.81 | 4.32 | 77.68
2027-09-17 16:00 | 61.85 | 10.82 | 4.33 | 77
2027-09-17 17:00 | 68.9 | 12.2 | 4.88 | 85.98
2027-09-17 18:00 | 72.22 | 13.3 | 5.32 | 90.84
2027-09-17 19:00 | 71.08 | 13.3 | 5.32 | 89.7
2027-09-17 20:00 | 70.19 | 12.95 | 5.18 | 88.32
2027-09-17 21:00 | 69 | 12.73 | 5.09 | 86.82
2027-09-17 22:00 | 69.26 | 12.52 | 5.01 | 86.79
2027-09-17 23:00 | 68.64 | 12.1 | 4.84 | 85.58
2027-09-18 | 69.57 | 12.1 | 4.84 | 86.51
2027-09-18 01:00 | 71.73 | 12.2 | 4.88 | 88.81
2027-09-18 02:00 | 72.97 | 12.5 | 5 | 90.47
2027-09-18 03:00 | 75.18 | 12.87 | 5.15 | 93.2
2027-09-18 04:00 | 79.89 | 13.95 | 5.58 | 99.42
2027-09-18 05:00 | 90.18 | 15.83 | 6.33 | 112.34
2027-09-18 06:00 | 109.95 | 18.65 | 7.46 | 136.06
2027-09-18 07:00 | 111.44 | 20.42 | 8.17 | 140.03
2027-09-18 08:00 | 101.5 | 19.78 | 7.91 | 129.19
2027-09-18 09:00 | 89.34 | 16.78 | 6.71 | 112.83
2027-09-18 10:00 | 80.57 | 14.22 | 5.69 | 100.48
2027-09-18 11:00 | 72.87 | 12.52 | 5.01 | 90.4
2027-09-18 12:00 | 70.9 | 11.95 | 4.78 | 87.63
2027-09-18 13:00 | 66.14 | 11.83 | 4.73 | 82.7
2027-09-18 14:00 | 64.08 | 11.57 | 4.63 | 80.28
2027-09-18 15:00 | 62.67 | 11.08 | 4.43 | 78.18
2027-09-18 16:00 | 61.95 | 11 | 4.4 | 77.35
2027-09-18 17:00 | 62.29 | 12.12 | 4.85 | 79.26
2027-09-18 18:00 | 67.69 | 13.09 | 5.24 | 86.02
2027-09-18 19:00 | 68.07 | 12.88 | 5.15 | 86.1
2027-09-18 20:00 | 66.83 | 12.35 | 4.94 | 84.12
2027-09-18 21:00 | 64.27 | 12.55 | 5.02 | 81.84
2027-09-18 22:00 | 64.5 | 12.08 | 4.83 | 81.41
2027-09-18 23:00 | 63.09 | 11.57 | 4.63 | 79.29
2027-09-19 | 62.62 | 11.45 | 4.58 | 78.65
2027-09-19 01:00 | 62.89 | 11.62 | 4.65 | 79.16
2027-09-19 02:00 | 62.69 | 11.58 | 4.63 | 78.9
2027-09-19 03:00 | 65.38 | 11.67 | 4.67 | 81.72
2027-09-19 04:00 | 69.41 | 12.23 | 4.89 | 86.53
2027-09-19 05:00 | 72.88 | 13.93 | 5.57 | 92.38
2027-09-19 06:00 | 87.83 | 17.85 | 7.14 | 112.82
2027-09-19 07:00 | 87.41 | 18.45 | 7.38 | 113.24
2027-09-19 08:00 | 83.31 | 15.27 | 6.11 | 104.69
2027-09-19 09:00 | 79.1 | 11.63 | 4.65 | 95.38
2027-09-19 10:00 | 73.73 | 9.28 | 3.71 | 86.72
2027-09-19 11:00 | 68.42 | 11.45 | 4.58 | 84.45
2027-09-19 12:00 | 66.33 | 11.85 | 4.74 | 82.92
2027-09-19 13:00 | 63.67 | 12.13 | 4.85 | 80.65
2027-09-19 14:00 | 63.84 | 12.17 | 4.87 | 80.88
2027-09-19 15:00 | 64.55 | 13.12 | 5.25 | 82.92
2027-09-19 16:00 | 66.26 | 13.31 | 5.32 | 84.89
2027-09-19 17:00 | 68.55 | 13.83 | 5.53 | 87.91
2027-09-19 18:00 | 72.11 | 14.75 | 5.9 | 92.76
2027-09-19 19:00 | 71.11 | 14.58 | 5.83 | 91.52
2027-09-19 20:00 | 69.63 | 13.7 | 5.48 | 88.81
2027-09-19 21:00 | 67.29 | 13.13 | 5.25 | 85.67
2027-09-19 22:00 | 65.98 | 12.7 | 5.08 | 83.76
2027-09-19 23:00 | 64.5 | 11.8 | 4.72 | 81.02
2027-09-20 | 63.43 | 11.65 | 4.66 | 79.74
2027-09-20 01:00 | 63.84 | 11.47 | 4.59 | 79.9
2027-09-20 02:00 | 64.28 | 11.48 | 4.59 | 80.35
2027-09-20 03:00 | 64.17 | 11.8 | 4.72 | 80.69
2027-09-20 04:00 | 64.85 | 12 | 4.8 | 81.65
2027-09-20 05:00 | 70.71 | 13.22 | 5.29 | 89.22
2027-09-20 06:00 | 83.67 | 17.63 | 7.05 | 108.35
2027-09-20 07:00 | 83.42 | 16.92 | 6.77 | 107.11
2027-09-20 08:00 | 79.83 | 15.55 | 6.22 | 101.6
2027-09-20 09:00 | 77.96 | 14.65 | 5.86 | 98.47
2027-09-20 10:00 | 72.83 | 12.8 | 5.12 | 90.75
2027-09-20 11:00 | 69.26 | 12.32 | 4.93 | 86.51
2027-09-20 12:00 | 67.73 | 11.77 | 4.71 | 84.21
2027-09-20 13:00 | 64.48 | 11.63 | 4.65 | 80.76
2027-09-20 14:00 | 64.01 | 11.45 | 4.58 | 80.04
2027-09-20 15:00 | 63.5 | 11.4 | 4.56 | 79.46
2027-09-20 16:00 | 60.33 | 11.1 | 4.44 | 75.87
2027-09-20 17:00 | 63.05 | 12.32 | 4.93 | 80.3
2027-09-20 18:00 | 66.61 | 13.13 | 5.25 | 84.99
2027-09-20 19:00 | 67.05 | 12.95 | 5.18 | 85.18
2027-09-20 20:00 | 64.08 | 12.35 | 4.94 | 81.37
2027-09-20 21:00 | 64.62 | 12 | 4.8 | 81.42
2027-09-20 22:00 | 63.26 | 11.74 | 4.7 | 79.7
2027-09-20 23:00 | 59.9 | 11.76 | 4.7 | 76.36
2027-09-21 | 57.02 | 11.25 | 4.5 | 72.77
2027-09-21 01:00 | 57.48 | 11.25 | 4.5 | 73.23
2027-09-21 02:00 | 57.71 | 11.35 | 4.54 | 73.6
2027-09-21 03:00 | 57.67 | 11.25 | 4.5 | 73.42
2027-09-21 04:00 | 59.62 | 11.2 | 4.48 | 75.3
2027-09-21 05:00 | 65.27 | 11.77 | 4.71 | 81.75
2027-09-21 06:00 | 74.67 | 15.03 | 6.01 | 95.71
2027-09-21 07:00 | 74.37 | 15 | 6 | 95.37
2027-09-21 08:00 | 70.67 | 14.1 | 5.64 | 90.41
2027-09-21 09:00 | 69.61 | 13.38 | 5.35 | 88.34
2027-09-21 10:00 | 65.04 | 13.06 | 5.22 | 83.32
2027-09-21 11:00 | 63.83 | 11.96 | 4.78 | 80.57
2027-09-21 12:00 | 64.52 | 11.85 | 4.74 | 81.11
2027-09-21 13:00 | 63.58 | 11.57 | 4.63 | 79.78
2027-09-21 14:00 | 62.85 | 11.98 | 4.79 | 79.62
2027-09-21 15:00 | 63.9 | 11.7 | 4.68 | 80.28
2027-09-21 16:00 | 62.97 | 12.35 | 4.94 | 80.26
2027-09-21 17:00 | 65.09 | 13.07 | 5.23 | 83.39
2027-09-21 18:00 | 66.99 | 13.28 | 5.31 | 85.58
2027-09-21 19:00 | 66.16 | 13.15 | 5.26 | 84.57
2027-09-21 20:00 | 62.81 | 12.37 | 4.95 | 80.13
2027-09-21 21:00 | 62.87 | 11.88 | 4.75 | 79.5
2027-09-21 22:00 | 63.26 | 11.48 | 4.59 | 79.33
2027-09-21 23:00 | 58.02 | 10.67 | 4.27 | 72.96
2027-09-22 | 58.86 | 10.7 | 4.28 | 73.84
2027-09-22 01:00 | 58.96 | 10.87 | 4.35 | 74.18
2027-09-22 02:00 | 59.24 | 10.73 | 4.29 | 74.26
2027-09-22 03:00 | 59.88 | 10.8 | 4.32 | 75
2027-09-22 04:00 | 60.83 | 11.35 | 4.54 | 76.72
2027-09-22 05:00 | 67 | 12.52 | 5.01 | 84.53
2027-09-22 06:00 | 77.11 | 16.05 | 6.42 | 99.58
2027-09-22 07:00 | 81.07 | 16.85 | 6.74 | 104.66
2027-09-22 08:00 | 75.92 | 14.23 | 5.69 | 95.84
2027-09-22 09:00 | 75.76 | 13.13 | 5.25 | 94.14
2027-09-22 10:00 | 73.13 | 12.39 | 4.96 | 90.48
2027-09-22 11:00 | 59.15 | 14.23 | 5.69 | 79.07
2027-09-22 12:00 | 60.89 | 13.13 | 5.25 | 79.27
2027-09-22 13:00 | 68.93 | 12.39 | 4.96 | 86.28
2027-09-22 14:00 | 67.68 | 10.95 | 4.38 | 83.01
2027-09-22 15:00 | 64.75 | 11.53 | 4.61 | 80.89
2027-09-22 16:00 | 66.48 | 11.85 | 4.74 | 83.07
2027-09-22 17:00 | 67.47 | 12.07 | 4.83 | 84.37
2027-09-22 18:00 | 70.86 | 10.48 | 4.19 | 85.53
2027-09-22 19:00 | 67.89 | 10.52 | 4.21 | 82.62
2027-09-22 20:00 | 65.18 | 10.88 | 4.35 | 80.41
2027-09-22 21:00 | 64.31 | 11.35 | 4.54 | 80.2
2027-09-22 22:00 | 63.25 | 11.55 | 4.62 | 79.42
2027-09-22 23:00 | 61.93 | 11.65 | 4.66 | 78.24
2027-09-23 | 59.21 | 11.25 | 4.5 | 74.96
2027-09-23 01:00 | 61.02 | 11.33 | 4.53 | 76.88
2027-09-23 02:00 | 61.36 | 11.54 | 4.62 | 77.52
2027-09-23 03:00 | 61.67 | 11.53 | 4.61 | 77.81
2027-09-23 04:00 | 61.94 | 11.7 | 4.68 | 78.32
2027-09-23 05:00 | 64.4 | 12.1 | 4.84 | 81.34
2027-09-23 06:00 | 68.76 | 12.8 | 5.12 | 86.68
2027-09-23 07:00 | 74.23 | 14.37 | 5.75 | 94.35
2027-09-23 08:00 | 78.06 | 16 | 6.4 | 100.46
2027-09-23 09:00 | 75.66 | 15.81 | 6.32 | 97.79
2027-09-23 10:00 | 71.38 | 13.62 | 5.45 | 90.45
2027-09-23 11:00 | 67.87 | 12.27 | 4.91 | 85.05
2027-09-23 12:00 | 64.46 | 11.53 | 4.61 | 80.6
2027-09-23 13:00 | 62.51 | 10.77 | 4.31 | 77.59
2027-09-23 14:00 | 60.17 | 10.48 | 4.19 | 74.84
2027-09-23 15:00 | 58.71 | 10.65 | 4.26 | 73.62
2027-09-23 16:00 | 59.17 | 10.58 | 4.23 | 73.98
2027-09-23 17:00 | 59.95 | 10.87 | 4.35 | 75.17
2027-09-23 18:00 | 61.3 | 10.55 | 4.22 | 76.07
2027-09-23 19:00 | 61.22 | 11.25 | 4.5 | 76.97
2027-09-23 20:00 | 60.99 | 10.92 | 4.37 | 76.28
2027-09-23 21:00 | 60.35 | 10.78 | 4.31 | 75.44
2027-09-23 22:00 | 59.6 | 10.85 | 4.34 | 74.79
2027-09-23 23:00 | 58.97 | 10.75 | 4.3 | 74.02
2027-09-24 | 58.3 | 10.72 | 4.29 | 73.31
2027-09-24 01:00 | 58.62 | 10.63 | 4.25 | 73.5
2027-09-24 02:00 | 59.46 | 10.6 | 4.24 | 74.3
2027-09-24 03:00 | 60.11 | 10.74 | 4.3 | 75.15
2027-09-24 04:00 | 59.42 | 10.61 | 4.24 | 74.27
2027-09-24 05:00 | 61.14 | 10.75 | 4.3 | 76.19
2027-09-24 06:00 | 64.63 | 11.6 | 4.64 | 80.87
2027-09-24 07:00 | 65.41 | 12.15 | 4.86 | 82.42
2027-09-24 08:00 | 70.1 | 13.5 | 5.4 | 89
2027-09-24 09:00 | 70.48 | 13.72 | 5.49 | 89.69
2027-09-24 10:00 | 67.33 | 13.08 | 5.23 | 85.64
2027-09-24 11:00 | 65.47 | 12.7 | 5.08 | 83.25
2027-09-24 12:00 | 64.95 | 12.43 | 4.97 | 82.35
2027-09-24 13:00 | 64.81 | 12.2 | 4.88 | 81.89
2027-09-24 14:00 | 63.44 | 11.57 | 4.63 | 79.64
2027-09-24 15:00 | 64.11 | 11.38 | 4.55 | 80.04
2027-09-24 16:00 | 62.66 | 11.12 | 4.45 | 78.23
2027-09-24 17:00 | 65.07 | 11.67 | 4.67 | 81.41
2027-09-24 18:00 | 67.34 | 12.23 | 4.89 | 84.46
2027-09-24 19:00 | 66.75 | 12.57 | 5.03 | 84.35
2027-09-24 20:00 | 64.14 | 12.28 | 4.91 | 81.33
2027-09-24 21:00 | 64.55 | 12 | 4.8 | 81.35
2027-09-24 22:00 | 62.34 | 11.6 | 4.64 | 78.58
2027-09-24 23:00 | 61.88 | 11.17 | 4.47 | 77.52
2027-09-25 | 61.94 | 11.28 | 4.51 | 77.73
2027-09-25 01:00 | 63.2 | 11.12 | 4.45 | 78.77
2027-09-25 02:00 | 63.83 | 11.18 | 4.47 | 79.48
2027-09-25 03:00 | 65.21 | 11.15 | 4.46 | 80.82
2027-09-25 04:00 | 65.62 | 11.85 | 4.74 | 82.21
2027-09-25 05:00 | 69.94 | 12.88 | 5.15 | 87.97
2027-09-25 06:00 | 82.41 | 16 | 6.4 | 104.81
2027-09-25 07:00 | 82.29 | 15.85 | 6.34 | 104.48
2027-09-25 08:00 | 80.15 | 14.92 | 5.97 | 101.04
2027-09-25 09:00 | 76.89 | 13.62 | 5.45 | 95.96
2027-09-25 10:00 | 74.49 | 12.6 | 5.04 | 92.13
2027-09-25 11:00 | 75.8 | 12.49 | 5 | 93.29
2027-09-25 12:00 | 71.15 | 12.25 | 4.9 | 88.3
2027-09-25 13:00 | 68.23 | 11.38 | 4.55 | 84.16
2027-09-25 14:00 | 64.9 | 10.72 | 4.29 | 79.91
2027-09-25 15:00 | 61.6 | 10.68 | 4.27 | 76.55
2027-09-25 16:00 | 60.75 | 10.6 | 4.24 | 75.59
2027-09-25 17:00 | 63.46 | 11.15 | 4.46 | 79.07
2027-09-25 18:00 | 67.28 | 11.85 | 4.74 | 83.87
2027-09-25 19:00 | 67.24 | 11.97 | 4.79 | 84
2027-09-25 20:00 | 62.72 | 11.33 | 4.53 | 78.58
2027-09-25 21:00 | 61.76 | 11.1 | 4.44 | 77.3
2027-09-25 22:00 | 60.44 | 11.02 | 4.41 | 75.87
2027-09-25 23:00 | 58.19 | 10.83 | 4.33 | 73.35
2027-09-26 | 57.89 | 10.8 | 4.32 | 73.01
2027-09-26 01:00 | 57.64 | 10.75 | 4.3 | 72.69
2027-09-26 02:00 | 58.52 | 10.72 | 4.29 | 73.53
2027-09-26 03:00 | 58.86 | 10.68 | 4.27 | 73.81
2027-09-26 04:00 | 61.41 | 10.6 | 4.24 | 76.25
2027-09-26 05:00 | 65.91 | 11.25 | 4.5 | 81.66
2027-09-26 06:00 | 78.6 | 14.2 | 5.68 | 98.48
2027-09-26 07:00 | 76.8 | 14.17 | 5.67 | 96.64
2027-09-26 08:00 | 73.22 | 13.28 | 5.31 | 91.81
2027-09-26 09:00 | 70.28 | 12.9 | 5.16 | 88.34
2027-09-26 10:00 | 70.25 | 12.32 | 4.93 | 87.5
2027-09-26 11:00 | 67.91 | 11.88 | 4.75 | 84.54
2027-09-26 12:00 | 65.78 | 11.3 | 4.52 | 81.6
2027-09-26 13:00 | 63.72 | 10.85 | 4.34 | 78.91
2027-09-26 14:00 | 62.74 | 10.6 | 4.24 | 77.58
2027-09-26 15:00 | 60.87 | 10.5 | 4.2 | 75.57
2027-09-26 16:00 | 62.29 | 10.55 | 4.22 | 77.06
2027-09-26 17:00 | 64.16 | 11.3 | 4.52 | 79.98
2027-09-26 18:00 | 65.9 | 12.04 | 4.82 | 82.76
2027-09-26 19:00 | 65.92 | 12.51 | 5 | 83.43
2027-09-26 20:00 | 64.77 | 12.04 | 4.82 | 81.63
2027-09-26 21:00 | 61.5 | 11.51 | 4.6 | 77.61
2027-09-26 22:00 | 61.46 | 11.3 | 4.52 | 77.28
2027-09-26 23:00 | 58.85 | 11 | 4.4 | 74.25
2027-09-27 | 58.52 | 11.07 | 4.43 | 74.02
2027-09-27 01:00 | 58.67 | 11.02 | 4.41 | 74.1
2027-09-27 02:00 | 58.15 | 11.04 | 4.42 | 73.61
2027-09-27 03:00 | 58.42 | 10.95 | 4.38 | 73.75
2027-09-27 04:00 | 61.67 | 10.97 | 4.39 | 77.03
2027-09-27 05:00 | 67.07 | 11.45 | 4.58 | 83.1
2027-09-27 06:00 | 79.87 | 14.63 | 5.85 | 100.35
2027-09-27 07:00 | 79.67 | 13.79 | 5.52 | 98.98
2027-09-27 08:00 | 73.59 | 12.75 | 5.1 | 91.44
2027-09-27 09:00 | 70.95 | 12.16 | 4.86 | 87.97
2027-09-27 10:00 | 69.39 | 11.58 | 4.63 | 85.6
2027-09-27 11:00 | 67.06 | 11.17 | 4.47 | 82.7
2027-09-27 12:00 | 62.83 | 10.33 | 4.13 | 77.29
2027-09-27 13:00 | 60.65 | 10.6 | 4.24 | 75.49
2027-09-27 14:00 | 59.32 | 10.6 | 4.24 | 74.16
2027-09-27 15:00 | 58.89 | 10.57 | 4.23 | 73.69
2027-09-27 16:00 | 60.11 | 10.55 | 4.22 | 74.88
2027-09-27 17:00 | 62.03 | 10.45 | 4.18 | 76.66
2027-09-27 18:00 | 61.35 | 11.03 | 4.41 | 76.79
2027-09-27 19:00 | 63.81 | 11.4 | 4.56 | 79.77
2027-09-27 20:00 | 60.98 | 11.1 | 4.44 | 76.52
2027-09-27 21:00 | 60.99 | 10.7 | 4.28 | 75.97
2027-09-27 22:00 | 60.36 | 10.82 | 4.33 | 75.51
2027-09-27 23:00 | 57.67 | 10.68 | 4.27 | 72.62
2027-09-28 | 58.78 | 10.72 | 4.29 | 73.79
2027-09-28 01:00 | 58 | 10.81 | 4.32 | 73.13
2027-09-28 02:00 | 58.91 | 10.67 | 4.27 | 73.85
2027-09-28 03:00 | 58.94 | 10.65 | 4.26 | 73.85
2027-09-28 04:00 | 61.24 | 10.68 | 4.27 | 76.19
2027-09-28 05:00 | 66.14 | 10.57 | 4.23 | 80.94
2027-09-28 06:00 | 78.1 | 13.53 | 5.41 | 97.04
2027-09-28 07:00 | 74.48 | 13.17 | 5.27 | 92.92
2027-09-28 08:00 | 75.09 | 12.72 | 5.09 | 92.9
2027-09-28 09:00 | 75.88 | 12.53 | 5.01 | 93.42
2027-09-28 10:00 | 71.34 | 12.48 | 4.99 | 88.81
2027-09-28 11:00 | 71.91 | 12.09 | 4.84 | 88.84
2027-09-28 12:00 | 71.43 | 11.43 | 4.57 | 87.43
2027-09-28 13:00 | 70.43 | 10.82 | 4.33 | 85.58
2027-09-28 14:00 | 67.07 | 10.88 | 4.35 | 82.3
2027-09-28 15:00 | 68.5 | 11.75 | 4.7 | 84.95
2027-09-28 16:00 | 69.15 | 11.4 | 4.56 | 85.11
2027-09-28 17:00 | 70.64 | 12.3 | 4.92 | 87.86
2027-09-28 18:00 | 73.85 | 12.7 | 5.08 | 91.63
2027-09-28 19:00 | 72.66 | 13.49 | 5.4 | 91.55
2027-09-28 20:00 | 69.83 | 13.31 | 5.32 | 88.46
2027-09-28 21:00 | 68.15 | 11.94 | 4.78 | 84.87
2027-09-28 22:00 | 65.91 | 11.51 | 4.6 | 82.02
2027-09-28 23:00 | 63.84 | 10.98 | 4.39 | 79.21
2027-09-29 | 61.8 | 10.82 | 4.33 | 76.95
2027-09-29 01:00 | 64.24 | 10.8 | 4.32 | 79.36
2027-09-29 02:00 | 62.36 | 11.05 | 4.42 | 77.83
2027-09-29 03:00 | 63.32 | 11.25 | 4.5 | 79.07
2027-09-29 04:00 | 66.89 | 11.8 | 4.72 | 83.41
2027-09-29 05:00 | 72.33 | 13 | 5.2 | 90.53
2027-09-29 06:00 | 85.55 | 15.88 | 6.35 | 107.78
2027-09-29 07:00 | 85.51 | 16.2 | 6.48 | 108.19
2027-09-29 08:00 | 82.28 | 15 | 6 | 103.28
2027-09-29 09:00 | 79.3 | 13.95 | 5.58 | 98.83
2027-09-29 10:00 | 73.52 | 12.5 | 5 | 91.02
2027-09-29 11:00 | 69.44 | 11.68 | 4.67 | 85.79
2027-09-29 12:00 | 66.41 | 11.57 | 4.63 | 82.61
2027-09-29 13:00 | 64.69 | 10.88 | 4.35 | 79.92
2027-09-29 14:00 | 62.36 | 10.95 | 4.38 | 77.69
2027-09-29 15:00 | 63.01 | 10.6 | 4.24 | 77.85
2027-09-29 16:00 | 63.42 | 11.45 | 4.58 | 79.45
2027-09-29 17:00 | 64.82 | 12 | 4.8 | 81.62
2027-09-29 18:00 | 66.93 | 12.2 | 4.88 | 84.01
2027-09-29 19:00 | 63.75 | 12.39 | 4.96 | 81.1
2027-09-29 20:00 | 62.15 | 11.61 | 4.64 | 78.4
2027-09-29 21:00 | 62.02 | 11.35 | 4.54 | 77.91
2027-09-29 22:00 | 62.41 | 11.4 | 4.56 | 78.37
2027-09-29 23:00 | 59.38 | 11.2 | 4.48 | 75.06
2027-09-30 | 58.39 | 11 | 4.4 | 73.79
2027-09-30 01:00 | 57.27 | 10.9 | 4.36 | 72.53
2027-09-30 02:00 | 57.88 | 10.8 | 4.32 | 73
2027-09-30 03:00 | 57.95 | 10.83 | 4.33 | 73.11
2027-09-30 04:00 | 58.72 | 10.67 | 4.27 | 73.66
2027-09-30 05:00 | 59.7 | 10.9 | 4.36 | 74.96
2027-09-30 06:00 | 64.02 | 10.8 | 4.32 | 79.14
2027-09-30 07:00 | 66.1 | 11.75 | 4.7 | 82.55
2027-09-30 08:00 | 70.23 | 13.15 | 5.26 | 88.64
2027-09-30 09:00 | 73.59 | 13.8 | 5.52 | 92.91
2027-09-30 10:00 | 75.21 | 13.3 | 5.32 | 93.83
2027-09-30 11:00 | 73.73 | 13 | 5.2 | 91.93
2027-09-30 12:00 | 73.02 | 13.15 | 5.26 | 91.43
2027-09-30 13:00 | 72.53 | 12.62 | 5.05 | 90.2
2027-09-30 14:00 | 72.05 | 12.5 | 5 | 89.55
2027-09-30 15:00 | 71.76 | 12.46 | 4.98 | 89.2
2027-09-30 16:00 | 72.42 | 12.47 | 4.99 | 89.88
2027-09-30 17:00 | 73.89 | 12.7 | 5.08 | 91.67
2027-09-30 18:00 | 74.2 | 12.95 | 5.18 | 92.33
2027-09-30 19:00 | 73.36 | 12.75 | 5.1 | 91.21
2027-09-30 20:00 | 70.13 | 12.25 | 4.9 | 87.28
2027-09-30 21:00 | 68.79 | 11.98 | 4.79 | 85.56
2027-09-30 22:00 | 66.49 | 11.8 | 4.72 | 83.01
2027-09-30 23:00 | 68.72 | 11.33 | 4.53 | 84.58
2027-10-01 | 62.16 | 11.5 | 4.6 | 78.26
2027-10-01 01:00 | 65.1 | 11.73 | 4.69 | 81.52
2027-10-01 02:00 | 66.68 | 11.8 | 4.72 | 83.2
2027-10-01 03:00 | 66.07 | 12.17 | 4.87 | 83.11
2027-10-01 04:00 | 65.31 | 12.3 | 4.92 | 82.53
2027-10-01 05:00 | 69.04 | 12.95 | 5.18 | 87.17
2027-10-01 06:00 | 74.03 | 13.57 | 5.43 | 93.03
2027-10-01 07:00 | 79.97 | 14.43 | 5.77 | 100.17
2027-10-01 08:00 | 83.42 | 15.75 | 6.3 | 105.47
2027-10-01 09:00 | 79.29 | 14.77 | 5.91 | 99.97
2027-10-01 10:00 | 73.02 | 13.21 | 5.28 | 91.51
2027-10-01 11:00 | 70.69 | 11.92 | 4.77 | 87.38
2027-10-01 12:00 | 67.22 | 11.35 | 4.54 | 83.11
2027-10-01 13:00 | 64.63 | 11 | 4.4 | 80.03
2027-10-01 14:00 | 61.5 | 10.84 | 4.34 | 76.68
2027-10-01 15:00 | 62.64 | 10.88 | 4.35 | 77.87
2027-10-01 16:00 | 61.39 | 10.87 | 4.35 | 76.61
2027-10-01 17:00 | 65.76 | 11.1 | 4.44 | 81.3
2027-10-01 18:00 | 67.7 | 12.55 | 5.02 | 85.27
2027-10-01 19:00 | 68.2 | 12.67 | 5.07 | 85.94
2027-10-01 20:00 | 69.41 | 11.81 | 4.72 | 85.94
2027-10-01 21:00 | 66.29 | 11.62 | 4.65 | 82.56
2027-10-01 22:00 | 60.66 | 11.43 | 4.57 | 76.66
2027-10-01 23:00 | 61.12 | 10.97 | 4.39 | 76.48
2027-10-02 | 61.1 | 10.7 | 4.28 | 76.08
2027-10-02 01:00 | 60.11 | 10.83 | 4.33 | 75.27
2027-10-02 02:00 | 63.02 | 10.72 | 4.29 | 78.03
2027-10-02 03:00 | 65.33 | 11.07 | 4.43 | 80.83
2027-10-02 04:00 | 64.16 | 11.33 | 4.53 | 80.02
2027-10-02 05:00 | 75.69 | 12.65 | 5.06 | 93.4
2027-10-02 06:00 | 84.76 | 15.13 | 6.05 | 105.94
2027-10-02 07:00 | 75.98 | 15.8 | 6.32 | 98.1
2027-10-02 08:00 | 77.39 | 13.19 | 5.28 | 95.86
2027-10-02 09:00 | 76.1 | 12.73 | 5.09 | 93.92
2027-10-02 10:00 | 71.56 | 11.27 | 4.51 | 87.34
2027-10-02 11:00 | 69.19 | 11.38 | 4.55 | 85.12
2027-10-02 12:00 | 67.37 | 11.3 | 4.52 | 83.19
2027-10-02 13:00 | 66.39 | 10.53 | 4.21 | 81.13
2027-10-02 14:00 | 66.74 | 10.12 | 4.05 | 80.91
2027-10-02 15:00 | 69.37 | 10.45 | 4.18 | 84
2027-10-02 16:00 | 70.13 | 10.55 | 4.22 | 84.9
2027-10-02 17:00 | 73.04 | 11.4 | 4.56 | 89
2027-10-02 18:00 | 77.01 | 16.15 | 6.46 | 99.62
2027-10-02 19:00 | 76.26 | 13.75 | 5.5 | 95.51
2027-10-02 20:00 | 71.47 | 12.15 | 4.86 | 88.48
2027-10-02 21:00 | 74.42 | 11.6 | 4.64 | 90.66
2027-10-02 22:00 | 68.05 | 11.55 | 4.62 | 84.22
2027-10-02 23:00 | 66.47 | 11.05 | 4.42 | 81.94
2027-10-03 | 64.64 | 10.8 | 4.32 | 79.76
2027-10-03 01:00 | 66.66 | 10.97 | 4.39 | 82.02
2027-10-03 02:00 | 66.45 | 11.15 | 4.46 | 82.06
2027-10-03 03:00 | 66.87 | 11.63 | 4.65 | 83.15
2027-10-03 04:00 | 71.81 | 12.4 | 4.96 | 89.17
2027-10-03 05:00 | 75.42 | 14.37 | 5.75 | 95.54
2027-10-03 06:00 | 87.94 | 16.68 | 6.67 | 111.29
2027-10-03 07:00 | 92.98 | 18.52 | 7.41 | 118.91
2027-10-03 08:00 | 89.27 | 16.63 | 6.65 | 112.55
2027-10-03 09:00 | 88.2 | 14.85 | 5.94 | 108.99
2027-10-03 10:00 | 79.35 | 13.09 | 5.24 | 97.68
2027-10-03 11:00 | 83.5 | 13.22 | 5.29 | 102.01
2027-10-03 12:00 | 77.5 | 11.53 | 4.61 | 93.64
2027-10-03 13:00 | 77.98 | 12.52 | 5.01 | 95.51
2027-10-03 14:00 | 80.02 | 12.53 | 5.01 | 97.56
2027-10-03 15:00 | 71.74 | 13.45 | 5.38 | 90.57
2027-10-03 16:00 | 72.61 | 13.15 | 5.26 | 91.02
2027-10-03 17:00 | 75.76 | 13.77 | 5.51 | 95.04
2027-10-03 18:00 | 80.06 | 14.93 | 5.97 | 100.96
2027-10-03 19:00 | 81.28 | 15.05 | 6.02 | 102.35
2027-10-03 20:00 | 78.29 | 13.67 | 5.47 | 97.43
2027-10-03 21:00 | 77.53 | 13.03 | 5.21 | 95.77
2027-10-03 22:00 | 75.11 | 13.27 | 5.31 | 93.69
2027-10-03 23:00 | 74.08 | 12.38 | 4.95 | 91.41
2027-10-04 | 73.42 | 12.52 | 5.01 | 90.95
2027-10-04 01:00 | 73.91 | 12.5 | 5 | 91.41
2027-10-04 02:00 | 72.67 | 12.93 | 5.17 | 90.77
2027-10-04 03:00 | 74.55 | 13.15 | 5.26 | 92.96
2027-10-04 04:00 | 77.31 | 13.68 | 5.47 | 96.46
2027-10-04 05:00 | 84.81 | 15.22 | 6.09 | 106.12
2027-10-04 06:00 | 97.88 | 18.15 | 7.26 | 123.29
2027-10-04 07:00 | 98.17 | 17.89 | 7.16 | 123.22
2027-10-04 08:00 | 93.34 | 17.26 | 6.9 | 117.5
2027-10-04 09:00 | 92.61 | 16.92 | 6.77 | 116.3
2027-10-04 10:00 | 93.46 | 16.55 | 6.62 | 116.63
2027-10-04 11:00 | 94.97 | 16.12 | 6.45 | 117.54
2027-10-04 12:00 | 95.15 | 16.85 | 6.74 | 118.74
2027-10-04 13:00 | 90.87 | 16.05 | 6.42 | 113.34
2027-10-04 14:00 | 89.99 | 15.35 | 6.14 | 111.48
2027-10-04 15:00 | 96.22 | 16.45 | 6.58 | 119.25
2027-10-04 16:00 | 96.07 | 16.5 | 6.6 | 119.17
2027-10-04 17:00 | 96.58 | 17.1 | 6.84 | 120.52
2027-10-04 18:00 | 96.74 | 17.25 | 6.9 | 120.89
2027-10-04 19:00 | 96.75 | 17.1 | 6.84 | 120.69
2027-10-04 20:00 | 94.24 | 15.87 | 6.35 | 116.46
2027-10-04 21:00 | 86.11 | 15.43 | 6.17 | 107.71
2027-10-04 22:00 | 85.77 | 15.25 | 6.1 | 107.12
2027-10-04 23:00 | 82.87 | 14.57 | 5.83 | 103.27
2027-10-05 | 82.16 | 14.73 | 5.89 | 102.78
2027-10-05 01:00 | 82.52 | 15 | 6 | 103.52
2027-10-05 02:00 | 80.09 | 14.32 | 5.73 | 100.14
2027-10-05 03:00 | 84.93 | 14.58 | 5.83 | 105.34
2027-10-05 04:00 | 84 | 14.6 | 5.84 | 104.44
2027-10-05 05:00 | 95.72 | 16.9 | 6.76 | 119.38
2027-10-05 06:00 | 111.3 | 19.3 | 7.72 | 138.32
2027-10-05 07:00 | 114.29 | 20.43 | 8.17 | 142.89
2027-10-05 08:00 | 109.94 | 19.3 | 7.72 | 136.96
2027-10-05 09:00 | 109.11 | 18.08 | 7.23 | 134.42
2027-10-05 10:00 | 108.14 | 17.95 | 7.18 | 133.27
2027-10-05 11:00 | 108.43 | 17.7 | 7.08 | 133.21
2027-10-05 12:00 | 103.8 | 17.75 | 7.1 | 128.65
2027-10-05 13:00 | 98.06 | 17.35 | 6.94 | 122.35
2027-10-05 14:00 | 87.64 | 15.85 | 6.34 | 109.83
2027-10-05 15:00 | 86.42 | 15.32 | 6.13 | 107.87
2027-10-05 16:00 | 90.14 | 15.23 | 6.09 | 111.46
2027-10-05 17:00 | 90.21 | 16.5 | 6.6 | 113.31
2027-10-05 18:00 | 94.95 | 17.47 | 6.99 | 119.41
2027-10-05 19:00 | 93.26 | 16.96 | 6.78 | 117
2027-10-05 20:00 | 92.85 | 16.35 | 6.54 | 115.74
2027-10-05 21:00 | 89.41 | 15.63 | 6.25 | 111.29
2027-10-05 22:00 | 87.21 | 15.15 | 6.06 | 108.42
2027-10-05 23:00 | 84.25 | 14.7 | 5.88 | 104.83
2027-10-06 | 84.12 | 15.12 | 6.05 | 105.29
2027-10-06 01:00 | 83.92 | 15.03 | 6.01 | 104.96
2027-10-06 02:00 | 86.75 | 15 | 6 | 107.75
2027-10-06 03:00 | 88.45 | 15.03 | 6.01 | 109.49
2027-10-06 04:00 | 90.69 | 15.62 | 6.25 | 112.56
2027-10-06 05:00 | 100.18 | 17.35 | 6.94 | 124.47
2027-10-06 06:00 | 117.48 | 20.45 | 8.18 | 146.11
2027-10-06 07:00 | 117.75 | 20.7 | 8.28 | 146.73
2027-10-06 08:00 | 109.62 | 20.05 | 8.02 | 137.69
2027-10-06 09:00 | 98.8 | 18.32 | 7.33 | 124.45
2027-10-06 10:00 | 80.46 | 16.38 | 6.55 | 103.39
2027-10-06 11:00 | 85.82 | 15.5 | 6.2 | 107.52
2027-10-06 12:00 | 80.84 | 14.55 | 5.82 | 101.21
2027-10-06 13:00 | 79.52 | 13.7 | 5.48 | 98.7
2027-10-06 14:00 | 79.9 | 14.15 | 5.66 | 99.71
2027-10-06 15:00 | 79.68 | 13.8 | 5.52 | 99
2027-10-06 16:00 | 76.63 | 13.65 | 5.46 | 95.74
2027-10-06 17:00 | 82.91 | 14.25 | 5.7 | 102.86
2027-10-06 18:00 | 83.67 | 14.75 | 5.9 | 104.32
2027-10-06 19:00 | 81.11 | 14.55 | 5.82 | 101.48
2027-10-06 20:00 | 79.9 | 13.85 | 5.54 | 99.29
2027-10-06 21:00 | 78.78 | 13.98 | 5.59 | 98.35
2027-10-06 22:00 | 76.87 | 14.09 | 5.64 | 96.6
2027-10-06 23:00 | 76.09 | 14.35 | 5.74 | 96.18
2027-10-07 | 75.16 | 13.78 | 5.51 | 94.45
2027-10-07 01:00 | 76.24 | 13.5 | 5.4 | 95.14
2027-10-07 02:00 | 76.61 | 14.1 | 5.64 | 96.35
2027-10-07 03:00 | 77.76 | 13.63 | 5.45 | 96.84
2027-10-07 04:00 | 78.57 | 13.67 | 5.47 | 97.71
2027-10-07 05:00 | 81.31 | 14.4 | 5.76 | 101.47
2027-10-07 06:00 | 84.39 | 15.33 | 6.13 | 105.85
2027-10-07 07:00 | 88.61 | 16.08 | 6.43 | 111.12
2027-10-07 08:00 | 96.5 | 17.52 | 7.01 | 121.03
2027-10-07 09:00 | 98.22 | 17.77 | 7.11 | 123.1
2027-10-07 10:00 | 96.65 | 17.2 | 6.88 | 120.73
2027-10-07 11:00 | 94.68 | 16.62 | 6.65 | 117.95
2027-10-07 12:00 | 91.2 | 16.25 | 6.5 | 113.95
2027-10-07 13:00 | 87.78 | 15.03 | 6.01 | 108.82
2027-10-07 14:00 | 84.69 | 15.15 | 6.06 | 105.9
2027-10-07 15:00 | 84.89 | 14.65 | 5.86 | 105.4
2027-10-07 16:00 | 85.48 | 14.75 | 5.9 | 106.13
2027-10-07 17:00 | 88.41 | 15.62 | 6.25 | 110.28
2027-10-07 18:00 | 87.5 | 15.88 | 6.35 | 109.73
2027-10-07 19:00 | 85.65 | 15.42 | 6.17 | 107.24
2027-10-07 20:00 | 84.43 | 14.98 | 5.99 | 105.4
2027-10-07 21:00 | 83.81 | 14.75 | 5.9 | 104.46
2027-10-07 22:00 | 82.67 | 14.53 | 5.81 | 103.01
2027-10-07 23:00 | 81.36 | 14.49 | 5.8 | 101.65
2027-10-08 | 83.5 | 14.33 | 5.73 | 103.56
2027-10-08 01:00 | 83.82 | 15.05 | 6.02 | 104.89
2027-10-08 02:00 | 86.53 | 15.2 | 6.08 | 107.81
2027-10-08 03:00 | 91.95 | 15.92 | 6.37 | 114.24
2027-10-08 04:00 | 92.2 | 16.92 | 6.77 | 115.89
2027-10-08 05:00 | 94.26 | 17.75 | 7.1 | 119.11
2027-10-08 06:00 | 100.88 | 18.43 | 7.37 | 126.68
2027-10-08 07:00 | 108.12 | 19.81 | 7.92 | 135.85
2027-10-08 08:00 | 113.26 | 21.42 | 8.57 | 143.25
2027-10-08 09:00 | 108.85 | 19.5 | 7.8 | 136.15
2027-10-08 10:00 | 100.28 | 17.9 | 7.16 | 125.34
2027-10-08 11:00 | 93.89 | 15.95 | 6.38 | 116.22
2027-10-08 12:00 | 88.62 | 15.15 | 6.06 | 109.83
2027-10-08 13:00 | 84.84 | 14.24 | 5.7 | 104.78
2027-10-08 14:00 | 81.64 | 13.81 | 5.52 | 100.97
2027-10-08 15:00 | 79.23 | 13.25 | 5.3 | 97.78
2027-10-08 16:00 | 80.37 | 13.55 | 5.42 | 99.34
2027-10-08 17:00 | 84.26 | 14.35 | 5.74 | 104.35
2027-10-08 18:00 | 89.63 | 15.7 | 6.28 | 111.61
2027-10-08 19:00 | 92.07 | 16.65 | 6.66 | 115.38
2027-10-08 20:00 | 91.82 | 16.05 | 6.42 | 114.29
2027-10-08 21:00 | 92.6 | 15.7 | 6.28 | 114.58
2027-10-08 22:00 | 91.5 | 15.35 | 6.14 | 112.99
2027-10-08 23:00 | 90.57 | 15.25 | 6.1 | 111.92
2027-10-09 | 91.45 | 15.75 | 6.3 | 113.5
2027-10-09 01:00 | 93.87 | 15.75 | 6.3 | 115.92
2027-10-09 02:00 | 97.36 | 16.5 | 6.6 | 120.46
2027-10-09 03:00 | 96.28 | 17 | 6.8 | 120.08
2027-10-09 04:00 | 99.54 | 18.14 | 7.26 | 124.94
2027-10-09 05:00 | 109.1 | 20.37 | 8.15 | 137.62
2027-10-09 06:00 | 122.46 | 23.98 | 9.59 | 156.03
2027-10-09 07:00 | 120.03 | 24.6 | 9.84 | 154.47
2027-10-09 08:00 | 115.86 | 23.78 | 9.51 | 149.15
2027-10-09 09:00 | 105.86 | 20.79 | 8.32 | 134.97
2027-10-09 10:00 | 99.21 | 18.53 | 7.41 | 125.15
2027-10-09 11:00 | 98.18 | 16.8 | 6.72 | 121.7
2027-10-09 12:00 | 91.06 | 15.95 | 6.38 | 113.39
2027-10-09 13:00 | 90.58 | 15 | 6 | 111.58
2027-10-09 14:00 | 83.83 | 15.1 | 6.04 | 104.97
2027-10-09 15:00 | 88.66 | 15.05 | 6.02 | 109.73
2027-10-09 16:00 | 86.05 | 15.15 | 6.06 | 107.26
2027-10-09 17:00 | 89.4 | 16.55 | 6.62 | 112.57
2027-10-09 18:00 | 93.01 | 17 | 6.8 | 116.81
2027-10-09 19:00 | 91.91 | 16.9 | 6.76 | 115.57
2027-10-09 20:00 | 86.98 | 15.77 | 6.31 | 109.06
2027-10-09 21:00 | 84.42 | 15.13 | 6.05 | 105.6
2027-10-09 22:00 | 83.21 | 14.57 | 5.83 | 103.61
2027-10-09 23:00 | 80.54 | 13.85 | 5.54 | 99.93
2027-10-10 | 79.99 | 13.89 | 5.56 | 99.44
2027-10-10 01:00 | 81.01 | 14.08 | 5.63 | 100.72
2027-10-10 02:00 | 81.27 | 14.32 | 5.73 | 101.32
2027-10-10 03:00 | 83.78 | 14.83 | 5.93 | 104.54
2027-10-10 04:00 | 90.29 | 15.25 | 6.1 | 111.64
2027-10-10 05:00 | 97.5 | 17.22 | 6.89 | 121.61
2027-10-10 06:00 | 111.73 | 20.2 | 8.08 | 140.01
2027-10-10 07:00 | 113.25 | 20.61 | 8.24 | 142.1
2027-10-10 08:00 | 108.08 | 20.62 | 8.25 | 136.95
2027-10-10 09:00 | 104.81 | 18.9 | 7.56 | 131.27
2027-10-10 10:00 | 96.76 | 18.32 | 7.33 | 122.41
2027-10-10 11:00 | 89.74 | 16.88 | 6.75 | 113.37
2027-10-10 12:00 | 89.66 | 15.57 | 6.23 | 111.46
2027-10-10 13:00 | 87.53 | 15.93 | 6.37 | 109.83
2027-10-10 14:00 | 90.19 | 15.83 | 6.33 | 112.35
2027-10-10 15:00 | 90.8 | 16.12 | 6.45 | 113.37
2027-10-10 16:00 | 89.43 | 16.32 | 6.53 | 112.28
2027-10-10 17:00 | 89.77 | 16.23 | 6.49 | 112.49
2027-10-10 18:00 | 93.02 | 17.06 | 6.82 | 116.9
2027-10-10 19:00 | 91.94 | 16.95 | 6.78 | 115.67
2027-10-10 20:00 | 87.45 | 16.05 | 6.42 | 109.92
2027-10-10 21:00 | 85.42 | 15.13 | 6.05 | 106.6
2027-10-10 22:00 | 82.48 | 14.45 | 5.78 | 102.71
2027-10-10 23:00 | 80.02 | 14.1 | 5.64 | 99.76
2027-10-11 | 79.45 | 14.01 | 5.6 | 99.06
2027-10-11 01:00 | 78.68 | 14.26 | 5.7 | 98.64
2027-10-11 02:00 | 79.32 | 14.37 | 5.75 | 99.44
2027-10-11 03:00 | 81.02 | 14.68 | 5.87 | 101.57
2027-10-11 04:00 | 82.95 | 15.05 | 6.02 | 104.02
2027-10-11 05:00 | 90.27 | 16.25 | 6.5 | 113.02
2027-10-11 06:00 | 103.56 | 19.3 | 7.72 | 130.58
2027-10-11 07:00 | 99.98 | 19.15 | 7.66 | 126.79
2027-10-11 08:00 | 93.92 | 18.27 | 7.31 | 119.5
2027-10-11 09:00 | 89.97 | 17.45 | 6.98 | 114.4
2027-10-11 10:00 | 85.28 | 16.53 | 6.61 | 108.42
2027-10-11 11:00 | 84.5 | 16.13 | 6.45 | 107.08
2027-10-11 12:00 | 84.44 | 15.72 | 6.29 | 106.45
2027-10-11 13:00 | 85.11 | 14.05 | 5.62 | 104.78
2027-10-11 14:00 | 83.35 | 13 | 5.2 | 101.55
2027-10-11 15:00 | 85.5 | 13.57 | 5.43 | 104.5
2027-10-11 16:00 | 85.08 | 13.79 | 5.52 | 104.39
2027-10-11 17:00 | 86.03 | 14.33 | 5.73 | 106.09
2027-10-11 18:00 | 87.62 | 15.08 | 6.03 | 108.73
2027-10-11 19:00 | 85.87 | 14.55 | 5.82 | 106.24
2027-10-11 20:00 | 80.97 | 14.6 | 5.84 | 101.41
2027-10-11 21:00 | 78.65 | 17.7 | 7.08 | 103.43
2027-10-11 22:00 | 76.74 | 13.4 | 5.36 | 95.5
2027-10-11 23:00 | 74.17 | 13.32 | 5.33 | 92.82
2027-10-12 | 74.12 | 13.05 | 5.22 | 92.39
2027-10-12 01:00 | 73.32 | 13.05 | 5.22 | 91.59
2027-10-12 02:00 | 74.4 | 13.12 | 5.25 | 92.77
2027-10-12 03:00 | 77.7 | 12.51 | 5 | 95.21
2027-10-12 04:00 | 81.44 | 13.72 | 5.49 | 100.65
2027-10-12 05:00 | 92.06 | 15.95 | 6.38 | 114.39
2027-10-12 06:00 | 111.99 | 19.05 | 7.62 | 138.66
2027-10-12 07:00 | 109.4 | 19.85 | 7.94 | 137.19
2027-10-12 08:00 | 106.3 | 19.54 | 7.82 | 133.66
2027-10-12 09:00 | 104.24 | 18.41 | 7.36 | 130.01
2027-10-12 10:00 | 97.9 | 17.9 | 7.16 | 122.96
2027-10-12 11:00 | 92.98 | 16.75 | 6.7 | 116.43
2027-10-12 12:00 | 90.68 | 15.7 | 6.28 | 112.66
2027-10-12 13:00 | 90.89 | 15.2 | 6.08 | 112.17
2027-10-12 14:00 | 89.32 | 15.65 | 6.26 | 111.23
2027-10-12 15:00 | 87.17 | 16.4 | 6.56 | 110.13
2027-10-12 16:00 | 86.04 | 16.18 | 6.47 | 108.69
2027-10-12 17:00 | 93.65 | 16.94 | 6.78 | 117.37
2027-10-12 18:00 | 95.42 | 17.73 | 7.09 | 120.24
2027-10-12 19:00 | 94.15 | 17.45 | 6.98 | 118.58
2027-10-12 20:00 | 90.41 | 16.65 | 6.66 | 113.72
2027-10-12 21:00 | 88.34 | 15.95 | 6.38 | 110.67
2027-10-12 22:00 | 85.84 | 15.15 | 6.06 | 107.05
2027-10-12 23:00 | 82.37 | 14.65 | 5.86 | 102.88
2027-10-13 | 82.45 | 14.55 | 5.82 | 102.82
2027-10-13 01:00 | 83.5 | 14.8 | 5.92 | 104.22
2027-10-13 02:00 | 84.46 | 15 | 6 | 105.46
2027-10-13 03:00 | 86.54 | 15.1 | 6.04 | 107.68
2027-10-13 04:00 | 90.25 | 16 | 6.4 | 112.65
2027-10-13 05:00 | 102.96 | 18.1 | 7.24 | 128.3
2027-10-13 06:00 | 114.21 | 21.2 | 8.48 | 143.89
2027-10-13 07:00 | 113.94 | 22 | 8.8 | 144.74
2027-10-13 08:00 | 110.85 | 22.02 | 8.81 | 141.68
2027-10-13 09:00 | 101.55 | 20.15 | 8.06 | 129.76
2027-10-13 10:00 | 94.44 | 16.96 | 6.78 | 118.18
2027-10-13 11:00 | 90.81 | 16.32 | 6.53 | 113.66
2027-10-13 12:00 | 89.94 | 15.68 | 6.27 | 111.89
2027-10-13 13:00 | 90.37 | 15.62 | 6.25 | 112.24
2027-10-13 14:00 | 89.26 | 15.95 | 6.38 | 111.59
2027-10-13 15:00 | 88.71 | 16.18 | 6.47 | 111.36
2027-10-13 16:00 | 89.16 | 15.9 | 6.36 | 111.42
2027-10-13 17:00 | 88.51 | 15.77 | 6.31 | 110.59
2027-10-13 18:00 | 87.7 | 15.65 | 6.26 | 109.61
2027-10-13 19:00 | 86.31 | 15.17 | 6.07 | 107.55
2027-10-13 20:00 | 80.97 | 14.3 | 5.72 | 100.99
2027-10-13 21:00 | 78.64 | 13.85 | 5.54 | 98.03
2027-10-13 22:00 | 76.2 | 13.58 | 5.43 | 95.21
2027-10-13 23:00 | 79.41 | 13.34 | 5.34 | 98.09
2027-10-14 | 75.55 | 13.11 | 5.24 | 93.9
2027-10-14 01:00 | 71.95 | 12.97 | 5.19 | 90.11
2027-10-14 02:00 | 71.41 | 12.7 | 5.08 | 89.19
2027-10-14 03:00 | 69.03 | 12.8 | 5.12 | 86.95
2027-10-14 04:00 | 70.83 | 13.23 | 5.29 | 89.35
2027-10-14 05:00 | 74.08 | 13.48 | 5.39 | 92.95
2027-10-14 06:00 | 76.97 | 13.42 | 5.37 | 95.76
2027-10-14 07:00 | 80.22 | 14.3 | 5.72 | 100.24
2027-10-14 08:00 | 85.55 | 15.47 | 6.19 | 107.21
2027-10-14 09:00 | 87.5 | 15.15 | 6.06 | 108.71
2027-10-14 10:00 | 86.05 | 14.65 | 5.86 | 106.56
2027-10-14 11:00 | 83.93 | 13.93 | 5.57 | 103.43
2027-10-14 12:00 | 81.35 | 13.75 | 5.5 | 100.6
2027-10-14 13:00 | 79.2 | 13.4 | 5.36 | 97.96
2027-10-14 14:00 | 78.66 | 13.4 | 5.36 | 97.42
2027-10-14 15:00 | 78.2 | 13.22 | 5.29 | 96.71
2027-10-14 16:00 | 79.03 | 13.33 | 5.33 | 97.69
2027-10-14 17:00 | 80.96 | 13.85 | 5.54 | 100.35
2027-10-14 18:00 | 80.54 | 14.23 | 5.69 | 100.46
2027-10-14 19:00 | 78.94 | 13.42 | 5.37 | 97.73
2027-10-14 20:00 | 75.87 | 13.42 | 5.37 | 94.66
2027-10-14 21:00 | 75.02 | 12.7 | 5.08 | 92.8
2027-10-14 22:00 | 72.54 | 12.6 | 5.04 | 90.18
2027-10-14 23:00 | 72.01 | 12.22 | 4.89 | 89.12
2027-10-15 | 70.39 | 12.2 | 4.88 | 87.47
2027-10-15 01:00 | 70.34 | 12 | 4.8 | 87.14
2027-10-15 02:00 | 71.79 | 11.95 | 4.78 | 88.52
2027-10-15 03:00 | 72.23 | 12.17 | 4.87 | 89.27
2027-10-15 04:00 | 71.58 | 12.03 | 4.81 | 88.42
2027-10-15 05:00 | 72.32 | 12.42 | 4.97 | 89.71
2027-10-15 06:00 | 74.86 | 12.63 | 5.05 | 92.54
2027-10-15 07:00 | 76.92 | 13.57 | 5.43 | 95.92
2027-10-15 08:00 | 82.62 | 14.63 | 5.85 | 103.1
2027-10-15 09:00 | 85.59 | 14.82 | 5.93 | 106.34
2027-10-15 10:00 | 84.2 | 14.88 | 5.95 | 105.03
2027-10-15 11:00 | 81.35 | 14.22 | 5.69 | 101.26
2027-10-15 12:00 | 77.44 | 13.18 | 5.27 | 95.89
2027-10-15 13:00 | 72.86 | 12.27 | 4.91 | 90.04
2027-10-15 14:00 | 70.79 | 11.53 | 4.61 | 86.93
2027-10-15 15:00 | 68.28 | 11.3 | 4.52 | 84.1
2027-10-15 16:00 | 68.67 | 11.5 | 4.6 | 84.77
2027-10-15 17:00 | 71.81 | 11.98 | 4.79 | 88.58
2027-10-15 18:00 | 74.29 | 12.67 | 5.07 | 92.03
2027-10-15 19:00 | 73.33 | 12.75 | 5.1 | 91.18
2027-10-15 20:00 | 71.18 | 12.1 | 4.84 | 88.12
2027-10-15 21:00 | 70.16 | 11.97 | 4.79 | 86.92
2027-10-15 22:00 | 68.75 | 11.46 | 4.58 | 84.79
2027-10-15 23:00 | 67.52 | 11.37 | 4.55 | 83.44
2027-10-16 | 65.7 | 11.27 | 4.51 | 81.48
2027-10-16 01:00 | 66.18 | 11.31 | 4.52 | 82.01
2027-10-16 02:00 | 66.31 | 11.28 | 4.51 | 82.1
2027-10-16 03:00 | 67.34 | 11.4 | 4.56 | 83.3
2027-10-16 04:00 | 69.94 | 11.35 | 4.54 | 85.83
2027-10-16 05:00 | 73.55 | 12.24 | 4.9 | 90.69
2027-10-16 06:00 | 81.42 | 14.21 | 5.68 | 101.31
2027-10-16 07:00 | 83.15 | 14.63 | 5.85 | 103.63
2027-10-16 08:00 | 82.83 | 14.32 | 5.73 | 102.88
2027-10-16 09:00 | 82.82 | 14 | 5.6 | 102.42
2027-10-16 10:00 | 78.99 | 13.07 | 5.23 | 97.29
2027-10-16 11:00 | 75.86 | 12.38 | 4.95 | 93.19
2027-10-16 12:00 | 73.14 | 12.07 | 4.83 | 90.04
2027-10-16 13:00 | 71.79 | 11.4 | 4.56 | 87.75
2027-10-16 14:00 | 70.29 | 11.43 | 4.57 | 86.29
2027-10-16 15:00 | 71.63 | 11.4 | 4.56 | 87.59
2027-10-16 16:00 | 72.97 | 12 | 4.8 | 89.77
2027-10-16 17:00 | 74.72 | 12.75 | 5.1 | 92.57
2027-10-16 18:00 | 75.66 | 13.47 | 5.39 | 94.52
2027-10-16 19:00 | 74.47 | 13.03 | 5.21 | 92.71
2027-10-16 20:00 | 71.7 | 12.12 | 4.85 | 88.67
2027-10-16 21:00 | 70.01 | 11.75 | 4.7 | 86.46
2027-10-16 22:00 | 68.45 | 11.58 | 4.63 | 84.66
2027-10-16 23:00 | 66.05 | 11.35 | 4.54 | 81.94
2027-10-17 | 68.26 | 11.28 | 4.51 | 84.05
2027-10-17 01:00 | 64.17 | 11.27 | 4.51 | 79.95
2027-10-17 02:00 | 64.81 | 11.32 | 4.53 | 80.66
2027-10-17 03:00 | 64.54 | 11.4 | 4.56 | 80.5
2027-10-17 04:00 | 64.81 | 11.33 | 4.53 | 80.67
2027-10-17 05:00 | 71.41 | 12 | 4.8 | 88.21
2027-10-17 06:00 | 80.25 | 14.9 | 5.96 | 101.11
2027-10-17 07:00 | 83.74 | 15.22 | 6.09 | 105.05
2027-10-17 08:00 | 85.22 | 15.48 | 6.19 | 106.89
2027-10-17 09:00 | 84.13 | 15.15 | 6.06 | 105.34
2027-10-17 10:00 | 82.23 | 14.12 | 5.65 | 102
2027-10-17 11:00 | 80.23 | 13.5 | 5.4 | 99.13
2027-10-17 12:00 | 78.16 | 12.98 | 5.19 | 96.33
2027-10-17 13:00 | 78.03 | 12.8 | 5.12 | 95.95
2027-10-17 14:00 | 75.85 | 12.4 | 4.96 | 93.21
2027-10-17 15:00 | 74.15 | 12.48 | 4.99 | 91.62
2027-10-17 16:00 | 74.31 | 12.9 | 5.16 | 92.37
2027-10-17 17:00 | 78.49 | 13.38 | 5.35 | 97.22
2027-10-17 18:00 | 81.25 | 14.65 | 5.86 | 101.76
2027-10-17 19:00 | 78.48 | 14.2 | 5.68 | 98.36
2027-10-17 20:00 | 75.77 | 13.6 | 5.44 | 94.81
2027-10-17 21:00 | 74.81 | 13.25 | 5.3 | 93.36
2027-10-17 22:00 | 73.42 | 12.85 | 5.14 | 91.41
2027-10-17 23:00 | 71.45 | 12.5 | 5 | 88.95
2027-10-18 | 71.88 | 12.4 | 4.96 | 89.24
2027-10-18 01:00 | 71.65 | 12.44 | 4.98 | 89.07
2027-10-18 02:00 | 71.56 | 12.58 | 5.03 | 89.17
2027-10-18 03:00 | 72.24 | 12.73 | 5.09 | 90.06
2027-10-18 04:00 | 73.96 | 13.22 | 5.29 | 92.47
2027-10-18 05:00 | 80.07 | 14.5 | 5.8 | 100.37
2027-10-18 06:00 | 89.65 | 16.23 | 6.49 | 112.37
2027-10-18 07:00 | 90.24 | 16.67 | 6.67 | 113.58
2027-10-18 08:00 | 91.55 | 16.75 | 6.7 | 115
2027-10-18 09:00 | 91.57 | 16.1 | 6.44 | 114.11
2027-10-18 10:00 | 88.71 | 15.45 | 6.18 | 110.34
2027-10-18 11:00 | 86.8 | 14.73 | 5.89 | 107.42
2027-10-18 12:00 | 84.66 | 14.55 | 5.82 | 105.03
2027-10-18 13:00 | 85.41 | 14.3 | 5.72 | 105.43
2027-10-18 14:00 | 84.78 | 14.57 | 5.83 | 105.18
2027-10-18 15:00 | 83.79 | 14.5 | 5.8 | 104.09
2027-10-18 16:00 | 87.11 | 14.75 | 5.9 | 107.76
2027-10-18 17:00 | 87.27 | 15.32 | 6.13 | 108.72
2027-10-18 18:00 | 87.33 | 15.32 | 6.13 | 108.78
2027-10-18 19:00 | 85.72 | 14.53 | 5.81 | 106.06
2027-10-18 20:00 | 82.48 | 14.05 | 5.62 | 102.15
2027-10-18 21:00 | 80.07 | 13.87 | 5.55 | 99.49
2027-10-18 22:00 | 78.98 | 13.5 | 5.4 | 97.88
2027-10-18 23:00 | 76.47 | 13.08 | 5.23 | 94.78
2027-10-19 | 76.13 | 13.05 | 5.22 | 94.4
2027-10-19 01:00 | 76.68 | 13.5 | 5.4 | 95.58
2027-10-19 02:00 | 76.48 | 13.37 | 5.35 | 95.2
2027-10-19 03:00 | 79.22 | 13.33 | 5.33 | 97.88
2027-10-19 04:00 | 81.53 | 14.1 | 5.64 | 101.27
2027-10-19 05:00 | 86.73 | 15.3 | 6.12 | 108.15
2027-10-19 06:00 | 95.86 | 17.12 | 6.85 | 119.83
2027-10-19 07:00 | 98.13 | 17.5 | 7 | 122.63
2027-10-19 08:00 | 99.32 | 17.93 | 7.17 | 124.42
2027-10-19 09:00 | 98.11 | 17.5 | 7 | 122.61
2027-10-19 10:00 | 94.75 | 17 | 6.8 | 118.55
2027-10-19 11:00 | 90.27 | 16.02 | 6.41 | 112.7
2027-10-19 12:00 | 85.76 | 14.94 | 5.98 | 106.68
2027-10-19 13:00 | 86 | 15.21 | 6.08 | 107.29
2027-10-19 14:00 | 87.21 | 14.77 | 5.91 | 107.89
2027-10-19 15:00 | 86.15 | 15.25 | 6.1 | 107.5
2027-10-19 16:00 | 85.59 | 15.2 | 6.08 | 106.87
2027-10-19 17:00 | 87.28 | 15.77 | 6.31 | 109.36
2027-10-19 18:00 | 89.41 | 15.73 | 6.29 | 111.43
2027-10-19 19:00 | 87.32 | 15.63 | 6.25 | 109.2
2027-10-19 20:00 | 84.52 | 14.92 | 5.97 | 105.41
2027-10-19 21:00 | 82.85 | 14.35 | 5.74 | 102.94
2027-10-19 22:00 | 80.48 | 14.02 | 5.61 | 100.11
2027-10-19 23:00 | 79.32 | 13.53 | 5.41 | 98.26
2027-10-20 | 77.91 | 13.74 | 5.5 | 97.15
2027-10-20 01:00 | 77.83 | 13.61 | 5.44 | 96.88
2027-10-20 02:00 | 78.3 | 13.52 | 5.41 | 97.23
2027-10-20 03:00 | 79.62 | 13.68 | 5.47 | 98.77
2027-10-20 04:00 | 81.01 | 14.05 | 5.62 | 100.68
2027-10-20 05:00 | 87.04 | 15.15 | 6.06 | 108.25
2027-10-20 06:00 | 95.07 | 17 | 6.8 | 118.87
2027-10-20 07:00 | 96.78 | 17.45 | 6.98 | 121.21
2027-10-20 08:00 | 96.56 | 17.8 | 7.12 | 121.48
2027-10-20 09:00 | 96.14 | 17.52 | 7.01 | 120.67
2027-10-20 10:00 | 94.11 | 16.78 | 6.71 | 117.6
2027-10-20 11:00 | 92.41 | 16.05 | 6.42 | 114.88
2027-10-20 12:00 | 90.71 | 15.7 | 6.28 | 112.69
2027-10-20 13:00 | 87.96 | 15.15 | 6.06 | 109.17
2027-10-20 14:00 | 84.29 | 14.87 | 5.95 | 105.11
2027-10-20 15:00 | 85.49 | 14.47 | 5.79 | 105.75
2027-10-20 16:00 | 85.18 | 14.66 | 5.86 | 105.7
2027-10-20 17:00 | 85.61 | 14.57 | 5.83 | 106.01
2027-10-20 18:00 | 85.71 | 14.73 | 5.89 | 106.33
2027-10-20 19:00 | 83.98 | 14.3 | 5.72 | 104
2027-10-20 20:00 | 81.47 | 13.8 | 5.52 | 100.79
2027-10-20 21:00 | 80.98 | 13.37 | 5.35 | 99.7
2027-10-20 22:00 | 78.36 | 13.3 | 5.32 | 96.98
2027-10-20 23:00 | 78.06 | 13.23 | 5.29 | 96.58
2027-10-21 | 77.53 | 13.23 | 5.29 | 96.05
2027-10-21 01:00 | 76.44 | 13.21 | 5.28 | 94.93
2027-10-21 02:00 | 77.42 | 13.51 | 5.4 | 96.33
2027-10-21 03:00 | 74.83 | 13.82 | 5.53 | 94.18
2027-10-21 04:00 | 80.77 | 13.78 | 5.51 | 100.06
2027-10-21 05:00 | 82.08 | 14.4 | 5.76 | 102.24
2027-10-21 06:00 | 83.82 | 14.75 | 5.9 | 104.47
2027-10-21 07:00 | 89.01 | 15.45 | 6.18 | 110.64
2027-10-21 08:00 | 94.01 | 16.82 | 6.73 | 117.56
2027-10-21 09:00 | 96.48 | 17.25 | 6.9 | 120.63
2027-10-21 10:00 | 93.08 | 16.5 | 6.6 | 116.18
2027-10-21 11:00 | 91.84 | 15.73 | 6.29 | 113.86
2027-10-21 12:00 | 90.22 | 15.75 | 6.3 | 112.27
2027-10-21 13:00 | 86.32 | 14.83 | 5.93 | 107.08
2027-10-21 14:00 | 86.12 | 14.5 | 5.8 | 106.42
2027-10-21 15:00 | 85.97 | 14.49 | 5.8 | 106.26
2027-10-21 16:00 | 88.15 | 14.91 | 5.96 | 109.02
2027-10-21 17:00 | 91.74 | 15.43 | 6.17 | 113.34
2027-10-21 18:00 | 92.27 | 16.35 | 6.54 | 115.16
2027-10-21 19:00 | 89.97 | 16.04 | 6.42 | 112.43
2027-10-21 20:00 | 86.54 | 15.26 | 6.1 | 107.9
2027-10-21 21:00 | 84.43 | 14.6 | 5.84 | 104.87
2027-10-21 22:00 | 83.29 | 14.25 | 5.7 | 103.24
2027-10-21 23:00 | 82.34 | 13.77 | 5.51 | 101.62
2027-10-22 | 81.96 | 13.88 | 5.55 | 101.39
2027-10-22 01:00 | 82.8 | 14.05 | 5.62 | 102.47
2027-10-22 02:00 | 83.56 | 14.58 | 5.83 | 103.97
2027-10-22 03:00 | 85.29 | 14.9 | 5.96 | 106.15
2027-10-22 04:00 | 85.91 | 15.17 | 6.07 | 107.15
2027-10-22 05:00 | 87.65 | 15.55 | 6.22 | 109.42
2027-10-22 06:00 | 91.02 | 16.35 | 6.54 | 113.91
2027-10-22 07:00 | 94.89 | 17 | 6.8 | 118.69
2027-10-22 08:00 | 101.81 | 18.55 | 7.42 | 127.78
2027-10-22 09:00 | 104.14 | 19.1 | 7.64 | 130.88
2027-10-22 10:00 | 103.28 | 18.4 | 7.36 | 129.04
2027-10-22 11:00 | 100.5 | 18.12 | 7.25 | 125.87
2027-10-22 12:00 | 98.4 | 17.03 | 6.81 | 122.24
2027-10-22 13:00 | 99.07 | 16.74 | 6.7 | 122.51
2027-10-22 14:00 | 98.57 | 16.66 | 6.66 | 121.89
2027-10-22 15:00 | 96.8 | 16.12 | 6.45 | 119.37
2027-10-22 16:00 | 99.72 | 16.68 | 6.67 | 123.07
2027-10-22 17:00 | 103.09 | 17.6 | 7.04 | 127.73
2027-10-22 18:00 | 104.13 | 18.1 | 7.24 | 129.47
2027-10-22 19:00 | 100 | 17.62 | 7.05 | 124.67
2027-10-22 20:00 | 101.03 | 16.38 | 6.55 | 123.96
2027-10-22 21:00 | 94.45 | 15.85 | 6.34 | 116.64
2027-10-22 22:00 | 93.1 | 15.93 | 6.37 | 115.4
2027-10-22 23:00 | 92.16 | 15.47 | 6.19 | 113.82
2027-10-23 | 93.06 | 15.57 | 6.23 | 114.86
2027-10-23 01:00 | 93.18 | 15.78 | 6.31 | 115.27
2027-10-23 02:00 | 95.16 | 16.25 | 6.5 | 117.91
2027-10-23 03:00 | 99.93 | 16.68 | 6.67 | 123.28
2027-10-23 04:00 | 103.19 | 17.42 | 6.97 | 127.58
2027-10-23 05:00 | 112.76 | 19.05 | 7.62 | 139.43
2027-10-23 06:00 | 128.5 | 21.8 | 8.72 | 159.02
2027-10-23 07:00 | 130.33 | 22.08 | 8.83 | 161.24
2027-10-23 08:00 | 126.93 | 21.24 | 8.5 | 156.67
2027-10-23 09:00 | 122.33 | 20.61 | 8.24 | 151.18
2027-10-23 10:00 | 116.35 | 19.72 | 7.89 | 143.96
2027-10-23 11:00 | 108.25 | 18.55 | 7.42 | 134.22
2027-10-23 12:00 | 102.05 | 17.07 | 6.83 | 125.95
2027-10-23 13:00 | 100.2 | 16.96 | 6.78 | 123.94
2027-10-23 14:00 | 92.85 | 18.57 | 7.43 | 118.85
2027-10-23 15:00 | 95.87 | 16.2 | 6.48 | 118.55
2027-10-23 16:00 | 95.81 | 16 | 6.4 | 118.21
2027-10-23 17:00 | 97.48 | 17.85 | 7.14 | 122.47
2027-10-23 18:00 | 102.67 | 18.02 | 7.21 | 127.9
2027-10-23 19:00 | 103.43 | 17.16 | 6.86 | 127.45
2027-10-23 20:00 | 100.38 | 16 | 6.4 | 122.78
2027-10-23 21:00 | 97.69 | 16.22 | 6.49 | 120.4
2027-10-23 22:00 | 93.81 | 15.68 | 6.27 | 115.76
2027-10-23 23:00 | 90.76 | 14.97 | 5.99 | 111.72
2027-10-24 | 88.68 | 15.25 | 6.1 | 110.03
2027-10-24 01:00 | 90.15 | 15.25 | 6.1 | 111.5
2027-10-24 02:00 | 92.74 | 15.7 | 6.28 | 114.72
2027-10-24 03:00 | 94.91 | 15.92 | 6.37 | 117.2
2027-10-24 04:00 | 97.58 | 16.66 | 6.66 | 120.9
2027-10-24 05:00 | 106.01 | 18.2 | 7.28 | 131.49
2027-10-24 06:00 | 120.69 | 21.43 | 8.57 | 150.69
2027-10-24 07:00 | 120.75 | 21.38 | 8.55 | 150.68
2027-10-24 08:00 | 115.1 | 20.59 | 8.24 | 143.93
2027-10-24 09:00 | 113.99 | 19.51 | 7.8 | 141.3
2027-10-24 10:00 | 113.6 | 18.95 | 7.58 | 140.13
2027-10-24 11:00 | 114.01 | 18.77 | 7.51 | 140.29
2027-10-24 12:00 | 113.41 | 19.25 | 7.7 | 140.36
2027-10-24 13:00 | 111.98 | 19.15 | 7.66 | 138.79
2027-10-24 14:00 | 109.93 | 18.87 | 7.55 | 136.35
2027-10-24 15:00 | 106.78 | 18.4 | 7.36 | 132.54
2027-10-24 16:00 | 103 | 17.88 | 7.15 | 128.03
2027-10-24 17:00 | 101.62 | 17.85 | 7.14 | 126.61
2027-10-24 18:00 | 101.18 | 17.98 | 7.19 | 126.35
2027-10-24 19:00 | 98.4 | 17.27 | 6.91 | 122.58
2027-10-24 20:00 | 94.49 | 16.3 | 6.52 | 117.31
2027-10-24 21:00 | 96 | 15.45 | 6.18 | 117.63
2027-10-24 22:00 | 86.52 | 14.7 | 5.88 | 107.1
2027-10-24 23:00 | 83.03 | 14.3 | 5.72 | 103.05
2027-10-25 | 82.53 | 14.05 | 5.62 | 102.2
2027-10-25 01:00 | 81.66 | 13.95 | 5.58 | 101.19
2027-10-25 02:00 | 82.34 | 13.95 | 5.58 | 101.87
2027-10-25 03:00 | 84.11 | 14.13 | 5.65 | 103.89
2027-10-25 04:00 | 85.38 | 14.62 | 5.85 | 105.85
2027-10-25 05:00 | 94.21 | 15.82 | 6.33 | 116.36
2027-10-25 06:00 | 108.56 | 18.78 | 7.51 | 134.85
2027-10-25 07:00 | 105.82 | 18.75 | 7.5 | 132.07
2027-10-25 08:00 | 101.11 | 17.6 | 7.04 | 125.75
2027-10-25 09:00 | 75.7 | 16.79 | 6.72 | 99.21
2027-10-25 10:00 | 98.73 | 17.11 | 6.84 | 122.68
2027-10-25 11:00 | 98.87 | 16.67 | 6.67 | 122.21
2027-10-25 12:00 | 92.91 | 16.13 | 6.45 | 115.49
2027-10-25 13:00 | 94.84 | 16.3 | 6.52 | 117.66
2027-10-25 14:00 | 87.41 | 15.45 | 6.18 | 109.04
2027-10-25 15:00 | 93.3 | 15.65 | 6.26 | 115.21
2027-10-25 16:00 | 93.87 | 15.67 | 6.27 | 115.81
2027-10-25 17:00 | 95.09 | 16.7 | 6.68 | 118.47
2027-10-25 18:00 | 97.99 | 17.37 | 6.95 | 122.31
2027-10-25 19:00 | 95.75 | 16.8 | 6.72 | 119.27
2027-10-25 20:00 | 92.38 | 16.15 | 6.46 | 114.99
2027-10-25 21:00 | 92.21 | 15.15 | 6.06 | 113.42
2027-10-25 22:00 | 89.05 | 14.88 | 5.95 | 109.88
2027-10-25 23:00 | 87.31 | 14.42 | 5.77 | 107.5
2027-10-26 | 85.85 | 14.8 | 5.92 | 106.57
2027-10-26 01:00 | 87.22 | 14.8 | 5.92 | 107.94
2027-10-26 02:00 | 87.35 | 14.95 | 5.98 | 108.28
2027-10-26 03:00 | 90.21 | 15.6 | 6.24 | 112.05
2027-10-26 04:00 | 94 | 16.05 | 6.42 | 116.47
2027-10-26 05:00 | 101.82 | 17.7 | 7.08 | 126.6
2027-10-26 06:00 | 115.16 | 20.65 | 8.26 | 144.07
2027-10-26 07:00 | 113.39 | 20.95 | 8.38 | 142.72
2027-10-26 08:00 | 111.08 | 20 | 8 | 139.08
2027-10-26 09:00 | 107.3 | 19.25 | 7.7 | 134.25
2027-10-26 10:00 | 102.99 | 18.25 | 7.3 | 128.54
2027-10-26 11:00 | 95.39 | 16.65 | 6.66 | 118.7
2027-10-26 12:00 | 92.61 | 16.42 | 6.57 | 115.6
2027-10-26 13:00 | 89.8 | 15.38 | 6.15 | 111.33
2027-10-26 14:00 | 89.65 | 15.95 | 6.38 | 111.98
2027-10-26 15:00 | 94.36 | 16.2 | 6.48 | 117.04
2027-10-26 16:00 | 95.64 | 16.57 | 6.63 | 118.84
2027-10-26 17:00 | 96.96 | 16.88 | 6.75 | 120.59
2027-10-26 18:00 | 98.69 | 15.85 | 6.34 | 120.88
2027-10-26 19:00 | 96.99 | 15.32 | 6.13 | 118.44
2027-10-26 20:00 | 94.77 | 14.98 | 5.99 | 115.74
2027-10-26 21:00 | 93.26 | 14.98 | 5.99 | 114.23
2027-10-26 22:00 | 91.84 | 14.67 | 5.87 | 112.38
2027-10-26 23:00 | 90.13 | 14.75 | 5.9 | 110.78
2027-10-27 | 88.72 | 14.67 | 5.87 | 109.26
2027-10-27 01:00 | 91.53 | 14.68 | 5.87 | 112.08
2027-10-27 02:00 | 92.07 | 14.89 | 5.96 | 112.92
2027-10-27 03:00 | 94.93 | 14.86 | 5.94 | 115.73
2027-10-27 04:00 | 98.11 | 15.25 | 6.1 | 119.46
2027-10-27 05:00 | 106.5 | 16.12 | 6.45 | 129.07
2027-10-27 06:00 | 122.01 | 17.43 | 6.97 | 146.41
2027-10-27 07:00 | 121.83 | 22.42 | 8.97 | 153.22
2027-10-27 08:00 | 120.24 | 27.3 | 10.92 | 158.46
2027-10-27 09:00 | 117.3 | 23.28 | 9.31 | 149.89
2027-10-27 10:00 | 107.35 | 20.65 | 8.26 | 136.26
2027-10-27 11:00 | 102.25 | 18.3 | 7.32 | 127.87
2027-10-27 12:00 | 96.42 | 16.8 | 6.72 | 119.94
2027-10-27 13:00 | 94.99 | 16.32 | 6.53 | 117.84
2027-10-27 14:00 | 95.33 | 16.53 | 6.61 | 118.47
2027-10-27 15:00 | 96.81 | 16.45 | 6.58 | 119.84
2027-10-27 16:00 | 100.48 | 17.15 | 6.86 | 124.49
2027-10-27 17:00 | 102.31 | 17.65 | 7.06 | 127.02
2027-10-27 18:00 | 101.13 | 17.75 | 7.1 | 125.98
2027-10-27 19:00 | 98.63 | 17.2 | 6.88 | 122.71
2027-10-27 20:00 | 95.7 | 16.25 | 6.5 | 118.45
2027-10-27 21:00 | 94.43 | 16.19 | 6.48 | 117.1
2027-10-27 22:00 | 91.68 | 16 | 6.4 | 114.08
2027-10-27 23:00 | 91.44 | 15.71 | 6.28 | 113.43
2027-10-28 | 89.15 | 15.88 | 6.35 | 111.38
2027-10-28 01:00 | 90.12 | 15.37 | 6.15 | 111.64
2027-10-28 02:00 | 95.79 | 16 | 6.4 | 118.19
2027-10-28 03:00 | 88.58 | 16.42 | 6.57 | 111.57
2027-10-28 04:00 | 96.68 | 16.48 | 6.59 | 119.75
2027-10-28 05:00 | 97.35 | 17.3 | 6.92 | 121.57
2027-10-28 06:00 | 100.84 | 18.1 | 7.24 | 126.18
2027-10-28 07:00 | 103.91 | 18.67 | 7.47 | 130.05
2027-10-28 08:00 | 105.62 | 19.95 | 7.98 | 133.55
2027-10-28 09:00 | 109.14 | 20.75 | 8.3 | 138.19
2027-10-28 10:00 | 109.38 | 19.88 | 7.95 | 137.21
2027-10-28 11:00 | 107.19 | 19.42 | 7.77 | 134.38
2027-10-28 12:00 | 110.28 | 18.33 | 7.33 | 135.94
2027-10-28 13:00 | 108.09 | 17.63 | 7.05 | 132.77
2027-10-28 14:00 | 105.85 | 17.47 | 6.99 | 130.31
2027-10-28 15:00 | 103.15 | 17.4 | 6.96 | 127.51
2027-10-28 16:00 | 101.98 | 18.15 | 7.26 | 127.39
2027-10-28 17:00 | 102.04 | 19.05 | 7.62 | 128.71
2027-10-28 18:00 | 102.47 | 19.02 | 7.61 | 129.1
2027-10-28 19:00 | 99.92 | 18.25 | 7.3 | 125.47
2027-10-28 20:00 | 101.86 | 16.73 | 6.69 | 125.28
2027-10-28 21:00 | 99.16 | 16.25 | 6.5 | 121.91
2027-10-28 22:00 | 96.2 | 15.9 | 6.36 | 118.46
2027-10-28 23:00 | 97.21 | 15.95 | 6.38 | 119.54
2027-10-29 | 94.57 | 16.62 | 6.65 | 117.84
2027-10-29 01:00 | 97.52 | 17.35 | 6.94 | 121.81
2027-10-29 02:00 | 103.08 | 18.15 | 7.26 | 128.49
2027-10-29 03:00 | 111.8 | 19.59 | 7.84 | 139.23
2027-10-29 04:00 | 107.02 | 19.48 | 7.79 | 134.29
2027-10-29 05:00 | 107.49 | 19.42 | 7.77 | 134.68
2027-10-29 06:00 | 119.71 | 20.63 | 8.25 | 148.59
2027-10-29 07:00 | 123.55 | 21.15 | 8.46 | 153.16
2027-10-29 08:00 | 119.61 | 22.22 | 8.89 | 150.72
2027-10-29 09:00 | 124.6 | 23.05 | 9.22 | 156.87
2027-10-29 10:00 | 120.25 | 21.7 | 8.68 | 150.63
2027-10-29 11:00 | 109.64 | 19.78 | 7.91 | 137.33
2027-10-29 12:00 | 107.65 | 17.95 | 7.18 | 132.78
2027-10-29 13:00 | 107.04 | 17.4 | 6.96 | 131.4
2027-10-29 14:00 | 104.34 | 16.7 | 6.68 | 127.72
2027-10-29 15:00 | 99.44 | 16.55 | 6.62 | 122.61
2027-10-29 16:00 | 100.72 | 17.15 | 6.86 | 124.73
2027-10-29 17:00 | 108.05 | 18.48 | 7.39 | 133.92
2027-10-29 18:00 | 114.16 | 19.57 | 7.83 | 141.56
2027-10-29 19:00 | 111.38 | 19.87 | 7.95 | 139.2
2027-10-29 20:00 | 109 | 19.3 | 7.72 | 136.02
2027-10-29 21:00 | 103.54 | 18.18 | 7.27 | 128.99
2027-10-29 22:00 | 105.13 | 17.5 | 7 | 129.63
2027-10-29 23:00 | 106.2 | 17.57 | 7.03 | 130.8
2027-10-30 | 105.37 | 17.38 | 6.95 | 129.7
2027-10-30 01:00 | 109.86 | 17.82 | 7.13 | 134.81
2027-10-30 02:00 | 114.46 | 18.9 | 7.56 | 140.92
2027-10-30 03:00 | 120.66 | 20.03 | 8.01 | 148.7
2027-10-30 04:00 | 126.81 | 21.29 | 8.52 | 156.62
2027-10-30 05:00 | 145.31 | 22.86 | 9.14 | 177.31
2027-10-30 06:00 | 153.35 | 25.65 | 10.26 | 189.26
2027-10-30 07:00 | 165.09 | 30.48 | 12.19 | 207.76
2027-10-30 08:00 | 169.87 | 32.77 | 13.11 | 215.75
2027-10-30 09:00 | 159.34 | 31.79 | 12.72 | 203.85
2027-10-30 10:00 | 148.67 | 26.88 | 10.75 | 186.3
2027-10-30 11:00 | 135.27 | 23.32 | 9.33 | 167.92
2027-10-30 12:00 | 126.09 | 22 | 8.8 | 156.89
2027-10-30 13:00 | 119.4 | 21.07 | 8.43 | 148.9
2027-10-30 14:00 | 116.59 | 20.17 | 8.07 | 144.83
2027-10-30 15:00 | 118.88 | 19.87 | 7.95 | 146.7
2027-10-30 16:00 | 123.17 | 20.4 | 8.16 | 151.73
2027-10-30 17:00 | 122.17 | 20.45 | 8.18 | 150.8
2027-10-30 18:00 | 125.85 | 21.1 | 8.44 | 155.39
2027-10-30 19:00 | 125.52 | 21.54 | 8.62 | 155.68
2027-10-30 20:00 | 122.83 | 21.16 | 8.46 | 152.45
2027-10-30 21:00 | 117.56 | 20.32 | 8.13 | 146.01
2027-10-30 22:00 | 115.35 | 19.75 | 7.9 | 143
2027-10-30 23:00 | 112.19 | 19.35 | 7.74 | 139.28
2027-10-31 | 109.14 | 18.86 | 7.54 | 135.54
2027-10-31 01:00 | 109.86 | 18.72 | 7.49 | 136.07
2027-10-31 02:00 | 114.5 | 19.2 | 7.68 | 141.38
2027-10-31 03:00 | 117.97 | 20 | 8 | 145.97
2027-10-31 04:00 | 119.4 | 20.55 | 8.22 | 148.17
2027-10-31 05:00 | 124.09 | 21.32 | 8.53 | 153.94
2027-10-31 06:00 | 136.98 | 23.13 | 9.25 | 169.36
2027-10-31 07:00 | 155.78 | 26.77 | 10.71 | 193.26
2027-10-31 08:00 | 155.88 | 27.88 | 11.15 | 194.91
2027-10-31 09:00 | 143.54 | 26.8 | 10.72 | 181.06
2027-10-31 10:00 | 133.99 | 24.95 | 9.98 | 168.92
2027-10-31 11:00 | 124.91 | 23.37 | 9.35 | 157.63
2027-10-31 12:00 | 121.97 | 21.58 | 8.63 | 152.18
2027-10-31 13:00 | 120.59 | 21.32 | 8.53 | 150.44
2027-10-31 14:00 | 115.21 | 19.73 | 7.89 | 142.83
2027-10-31 15:00 | 112.09 | 18.75 | 7.5 | 138.34
2027-10-31 16:00 | 110.57 | 19.4 | 7.76 | 137.73
2027-10-31 17:00 | 116.43 | 19.95 | 7.98 | 144.36
2027-10-31 18:00 | 119.63 | 20.45 | 8.18 | 148.26
2027-10-31 19:00 | 117.48 | 20.63 | 8.25 | 146.36
2027-10-31 20:00 | 113.69 | 19.72 | 7.89 | 141.3
2027-10-31 21:00 | 105.53 | 18.85 | 7.54 | 131.92
2027-10-31 22:00 | 105.16 | 18.12 | 7.25 | 130.53
2027-10-31 23:00 | 99.15 | 17.68 | 7.07 | 123.9
2027-11-01 | 94.8 | 16.67 | 6.67 | 118.14
2027-11-01 01:00 | 95.7 | 16.6 | 6.64 | 118.94
2027-11-01 02:00 | 96.96 | 16.55 | 6.62 | 120.13
2027-11-01 03:00 | 98.26 | 16.7 | 6.68 | 121.64
2027-11-01 04:00 | 102.29 | 16.62 | 6.65 | 125.56
2027-11-01 05:00 | 111.92 | 18.63 | 7.45 | 138
2027-11-01 06:00 | 126.68 | 21.98 | 8.79 | 157.45
2027-11-01 07:00 | 126.14 | 21.57 | 8.63 | 156.34
2027-11-01 08:00 | 119.64 | 20.67 | 8.27 | 148.58
2027-11-01 09:00 | 115.05 | 19.43 | 7.77 | 142.25
2027-11-01 10:00 | 110.88 | 18.67 | 7.47 | 137.02
2027-11-01 11:00 | 108.8 | 18.38 | 7.35 | 134.53
2027-11-01 12:00 | 106.98 | 18.08 | 7.23 | 132.29
2027-11-01 13:00 | 107.55 | 18.02 | 7.21 | 132.78
2027-11-01 14:00 | 107.84 | 17.88 | 7.15 | 132.87
2027-11-01 15:00 | 106.8 | 18.17 | 7.27 | 132.24
2027-11-01 16:00 | 106.89 | 18 | 7.2 | 132.09
2027-11-01 17:00 | 110.22 | 18.48 | 7.39 | 136.09
2027-11-01 18:00 | 110.21 | 18.72 | 7.49 | 136.42
2027-11-01 19:00 | 106.24 | 18.28 | 7.31 | 131.83
2027-11-01 20:00 | 101.81 | 17.5 | 7 | 126.31
2027-11-01 21:00 | 99.24 | 16.82 | 6.73 | 122.79
2027-11-01 22:00 | 96.17 | 16 | 6.4 | 118.57
2027-11-01 23:00 | 93.44 | 15.95 | 6.38 | 115.77
2027-11-02 | 93.36 | 15.72 | 6.29 | 115.37
2027-11-02 01:00 | 94.03 | 15.87 | 6.35 | 116.25
2027-11-02 02:00 | 98.23 | 15.93 | 6.37 | 120.53
2027-11-02 03:00 | 99.87 | 16.63 | 6.65 | 123.15
2027-11-02 04:00 | 103.62 | 17.37 | 6.95 | 127.94
2027-11-02 05:00 | 115.19 | 19.25 | 7.7 | 142.14
2027-11-02 06:00 | 131.84 | 22.58 | 9.03 | 163.45
2027-11-02 07:00 | 133.76 | 23 | 9.2 | 165.96
2027-11-02 08:00 | 125.95 | 22.3 | 8.92 | 157.17
2027-11-02 09:00 | 117.48 | 20.57 | 8.23 | 146.28
2027-11-02 10:00 | 114.81 | 19.93 | 7.97 | 142.71
2027-11-02 11:00 | 111.98 | 19.55 | 7.82 | 139.35
2027-11-02 12:00 | 111.34 | 19.25 | 7.7 | 138.29
2027-11-02 13:00 | 111.81 | 19.12 | 7.65 | 138.58
2027-11-02 14:00 | 111.83 | 19.13 | 7.65 | 138.61
2027-11-02 15:00 | 111.88 | 19.22 | 7.69 | 138.79
2027-11-02 16:00 | 111.88 | 19.73 | 7.89 | 139.5
2027-11-02 17:00 | 113.49 | 19.6 | 7.84 | 140.93
2027-11-02 18:00 | 113.32 | 19.95 | 7.98 | 141.25
2027-11-02 19:00 | 110.32 | 19.6 | 7.84 | 137.76
2027-11-02 20:00 | 107.31 | 18.6 | 7.44 | 133.35
2027-11-02 21:00 | 104.65 | 18.1 | 7.24 | 129.99
2027-11-02 22:00 | 102.02 | 17.37 | 6.95 | 126.34
2027-11-02 23:00 | 100.25 | 17.08 | 6.83 | 124.16
2027-11-03 | 99.43 | 17.55 | 7.02 | 124
2027-11-03 01:00 | 101.94 | 17.47 | 6.99 | 126.4
2027-11-03 02:00 | 103.64 | 17.67 | 7.07 | 128.38
2027-11-03 03:00 | 105.97 | 18.27 | 7.31 | 131.55
2027-11-03 04:00 | 109.79 | 18.98 | 7.59 | 136.36
2027-11-03 05:00 | 119.84 | 20.59 | 8.24 | 148.67
2027-11-03 06:00 | 137.02 | 23.78 | 9.51 | 170.31
2027-11-03 07:00 | 138.54 | 24.75 | 9.9 | 173.19
2027-11-03 08:00 | 133.15 | 23.65 | 9.46 | 166.26
2027-11-03 09:00 | 128.68 | 22.87 | 9.15 | 160.7
2027-11-03 10:00 | 123.51 | 22.1 | 8.84 | 154.45
2027-11-03 11:00 | 119.18 | 21.09 | 8.44 | 148.71
2027-11-03 12:00 | 110.9 | 19.86 | 7.94 | 138.7
2027-11-03 13:00 | 112.75 | 19.17 | 7.67 | 139.59
2027-11-03 14:00 | 115.14 | 19.55 | 7.82 | 142.51
2027-11-03 15:00 | 114.79 | 19.71 | 7.88 | 142.38
2027-11-03 16:00 | 114.86 | 19.8 | 7.92 | 142.58
2027-11-03 17:00 | 116 | 19.9 | 7.96 | 143.86
2027-11-03 18:00 | 113.75 | 19.75 | 7.9 | 141.4
2027-11-03 19:00 | 111 | 19.2 | 7.68 | 137.88
2027-11-03 20:00 | 105.45 | 18.35 | 7.34 | 131.14
2027-11-03 21:00 | 103.5 | 17.88 | 7.15 | 128.53
2027-11-03 22:00 | 101.12 | 17.47 | 6.99 | 125.58
2027-11-03 23:00 | 98.2 | 17.07 | 6.83 | 122.1
2027-11-04 | 97.63 | 17.18 | 6.87 | 121.68
2027-11-04 01:00 | 99.31 | 17.43 | 6.97 | 123.71
2027-11-04 02:00 | 98.53 | 17.4 | 6.96 | 122.89
2027-11-04 03:00 | 97.77 | 16.97 | 6.79 | 121.53
2027-11-04 04:00 | 99.17 | 17.5 | 7 | 123.67
2027-11-04 05:00 | 101.34 | 17.95 | 7.18 | 126.47
2027-11-04 06:00 | 104.71 | 18.37 | 7.35 | 130.43
2027-11-04 07:00 | 111.24 | 19.63 | 7.85 | 138.72
2027-11-04 08:00 | 116.9 | 20.95 | 8.38 | 146.23
2027-11-04 09:00 | 118.05 | 21.1 | 8.44 | 147.59
2027-11-04 10:00 | 115.65 | 20.7 | 8.28 | 144.63
2027-11-04 11:00 | 112.47 | 19.85 | 7.94 | 140.26
2027-11-04 12:00 | 112.34 | 19.15 | 7.66 | 139.15
2027-11-04 13:00 | 112.26 | 19.05 | 7.62 | 138.93
2027-11-04 14:00 | 110.73 | 19.15 | 7.66 | 137.54
2027-11-04 15:00 | 111.57 | 18.92 | 7.57 | 138.06
2027-11-04 16:00 | 113.41 | 19.33 | 7.73 | 140.47
2027-11-04 17:00 | 114.42 | 19.6 | 7.84 | 141.86
2027-11-04 18:00 | 112.55 | 19.55 | 7.82 | 139.92
2027-11-04 19:00 | 111.51 | 19.05 | 7.62 | 138.18
2027-11-04 20:00 | 107.95 | 18.38 | 7.35 | 133.68
2027-11-04 21:00 | 104.47 | 18.02 | 7.21 | 129.7
2027-11-04 22:00 | 101.71 | 17.65 | 7.06 | 126.42
2027-11-04 23:00 | 99.25 | 17.15 | 6.86 | 123.26
2027-11-05 | 96.71 | 17.05 | 6.82 | 120.58
2027-11-05 01:00 | 96.29 | 16.83 | 6.73 | 119.85
2027-11-05 02:00 | 98.87 | 17.12 | 6.85 | 122.84
2027-11-05 03:00 | 100.32 | 17.2 | 6.88 | 124.4
2027-11-05 04:00 | 102.06 | 17.44 | 6.98 | 126.48
2027-11-05 05:00 | 105.95 | 18.11 | 7.24 | 131.3
2027-11-05 06:00 | 108.85 | 19 | 7.6 | 135.45
2027-11-05 07:00 | 116.49 | 19.65 | 7.86 | 144
2027-11-05 08:00 | 122.52 | 21.48 | 8.59 | 152.59
2027-11-05 09:00 | 123.38 | 21.77 | 8.71 | 153.86
2027-11-05 10:00 | 118.37 | 21.27 | 8.51 | 148.15
2027-11-05 11:00 | 119.77 | 20.87 | 8.35 | 148.99
2027-11-05 12:00 | 113.54 | 20.08 | 8.03 | 141.65
2027-11-05 13:00 | 111.74 | 19.83 | 7.93 | 139.5
2027-11-05 14:00 | 109.46 | 19.15 | 7.66 | 136.27
2027-11-05 15:00 | 107.39 | 17.65 | 7.06 | 132.1
2027-11-05 16:00 | 112.39 | 19 | 7.6 | 138.99
2027-11-05 17:00 | 118.74 | 20.67 | 8.27 | 147.68
2027-11-05 18:00 | 121.66 | 21.48 | 8.59 | 151.73
2027-11-05 19:00 | 121.53 | 21.43 | 8.57 | 151.53
2027-11-05 20:00 | 120.52 | 20.87 | 8.35 | 149.74
2027-11-05 21:00 | 119.5 | 20.48 | 8.19 | 148.17
2027-11-05 22:00 | 119.56 | 20.28 | 8.11 | 147.95
2027-11-05 23:00 | 118.89 | 20.2 | 8.08 | 147.17
2027-11-06 | 121.34 | 20.65 | 8.26 | 150.25
2027-11-06 01:00 | 122.59 | 20.92 | 8.37 | 151.88
2027-11-06 02:00 | 122.11 | 21.41 | 8.56 | 152.08
2027-11-06 03:00 | 128.67 | 22.13 | 8.85 | 159.65
2027-11-06 04:00 | 130.94 | 23.75 | 9.5 | 164.19
2027-11-06 05:00 | 148.54 | 25.85 | 10.34 | 184.73
2027-11-06 06:00 | 166.41 | 29.48 | 11.79 | 207.68
2027-11-06 07:00 | 171.26 | 30.02 | 12.01 | 213.29
2027-11-06 08:00 | 160.99 | 29.1 | 11.64 | 201.73
2027-11-06 09:00 | 151.69 | 27.25 | 10.9 | 189.84
2027-11-06 10:00 | 135.55 | 24.53 | 9.81 | 169.89
2027-11-06 11:00 | 127.96 | 22.42 | 8.97 | 159.35
2027-11-06 12:00 | 126.66 | 20.62 | 8.25 | 155.53
2027-11-06 13:00 | 118.69 | 19.73 | 7.89 | 146.31
2027-11-06 14:00 | 118.5 | 19.59 | 7.84 | 145.93
2027-11-06 15:00 | 119.42 | 19.66 | 7.86 | 146.94
2027-11-06 16:00 | 123.7 | 20.95 | 8.38 | 153.03
2027-11-06 17:00 | 130.34 | 21.92 | 8.77 | 161.03
2027-11-06 18:00 | 128.92 | 22.98 | 9.19 | 161.09
2027-11-06 19:00 | 126.91 | 22.3 | 8.92 | 158.13
2027-11-06 20:00 | 123.76 | 21.9 | 8.76 | 154.42
2027-11-06 21:00 | 121.8 | 21.6 | 8.64 | 152.04
2027-11-06 22:00 | 118.38 | 20.95 | 8.38 | 147.71
2027-11-06 23:00 | 118.06 | 20.32 | 8.13 | 146.51
2027-11-07 | 119.51 | 20.68 | 8.27 | 148.46
2027-11-07 01:00 | 122.96 | 21.47 | 8.59 | 153.02
2027-11-07 02:00 | 126.48 | 22.08 | 8.83 | 157.39
2027-11-07 03:00 | 130.56 | 22.86 | 9.14 | 162.56
2027-11-07 04:00 | 135.97 | 24.2 | 9.68 | 169.85
2027-11-07 05:00 | 149.35 | 25.85 | 10.34 | 185.54
2027-11-07 06:00 | 166.2 | 29.95 | 11.98 | 208.13
2027-11-07 07:00 | 178.97 | 30.77 | 12.31 | 222.05
2027-11-07 08:00 | 165.72 | 29.94 | 11.98 | 207.64
2027-11-07 09:00 | 148.55 | 27.73 | 11.09 | 187.37
2027-11-07 10:00 | 140.19 | 25.49 | 10.2 | 175.88
2027-11-07 11:00 | 126.66 | 23.11 | 9.24 | 159.01
2027-11-07 12:00 | 117.5 | 21.45 | 8.58 | 147.53
2027-11-07 13:00 | 114.49 | 20.07 | 8.03 | 142.59
2027-11-07 14:00 | 121.94 | 20.28 | 8.11 | 150.33
2027-11-07 15:00 | 114.18 | 20.3 | 8.12 | 142.6
2027-11-07 16:00 | 126.38 | 21.57 | 8.63 | 156.58
2027-11-07 17:00 | 130.94 | 22.83 | 9.13 | 162.9
2027-11-07 18:00 | 134.54 | 23.56 | 9.42 | 167.52
2027-11-07 19:00 | 131.88 | 23.52 | 9.41 | 164.81
2027-11-07 20:00 | 131.72 | 22.83 | 9.13 | 163.68
2027-11-07 21:00 | 130.91 | 22.5 | 9 | 162.41
2027-11-07 22:00 | 127.39 | 22.03 | 8.81 | 158.23
2027-11-07 23:00 | 125.01 | 21.77 | 8.71 | 155.49
2027-11-08 | 125.01 | 21.9 | 8.76 | 155.67
2027-11-08 01:00 | 126.32 | 22.4 | 8.96 | 157.68
2027-11-08 02:00 | 129.58 | 23.32 | 9.33 | 162.23
2027-11-08 03:00 | 134.58 | 23.98 | 9.59 | 168.15
2027-11-08 04:00 | 138.34 | 24.28 | 9.71 | 172.33
2027-11-08 05:00 | 151.67 | 26.5 | 10.6 | 188.77
2027-11-08 06:00 | 169.26 | 29.88 | 11.95 | 211.09
2027-11-08 07:00 | 170.35 | 30.7 | 12.28 | 213.33
2027-11-08 08:00 | 158.08 | 29.45 | 11.78 | 199.31
2027-11-08 09:00 | 131.41 | 28.25 | 11.3 | 170.96
2027-11-08 10:00 | 140.79 | 26.38 | 10.55 | 177.72
2027-11-08 11:00 | 137.14 | 24.37 | 9.75 | 171.26
2027-11-08 12:00 | 125.77 | 23.33 | 9.33 | 158.43
2027-11-08 13:00 | 122.26 | 21.34 | 8.54 | 152.14
2027-11-08 14:00 | 121.7 | 20.88 | 8.35 | 150.93
2027-11-08 15:00 | 123.66 | 21.2 | 8.48 | 153.34
2027-11-08 16:00 | 127.12 | 22.15 | 8.86 | 158.13
2027-11-08 17:00 | 132.62 | 23.1 | 9.24 | 164.96
2027-11-08 18:00 | 131.27 | 23.9 | 9.56 | 164.73
2027-11-08 19:00 | 128.19 | 23.18 | 9.27 | 160.64
2027-11-08 20:00 | 123.89 | 21.82 | 8.73 | 154.44
2027-11-08 21:00 | 123.16 | 21.2 | 8.48 | 152.84
2027-11-08 22:00 | 121.12 | 20.92 | 8.37 | 150.41
2027-11-08 23:00 | 117.81 | 20.58 | 8.23 | 146.62
2027-11-09 | 120.32 | 20.95 | 8.38 | 149.65
2027-11-09 01:00 | 120.07 | 21.6 | 8.64 | 150.31
2027-11-09 02:00 | 125.02 | 22.1 | 8.84 | 155.96
2027-11-09 03:00 | 128.02 | 22.83 | 9.13 | 159.98
2027-11-09 04:00 | 131.04 | 23.57 | 9.43 | 164.04
2027-11-09 05:00 | 142.4 | 25.25 | 10.1 | 177.75
2027-11-09 06:00 | 160.95 | 28.65 | 11.46 | 201.06
2027-11-09 07:00 | 159.73 | 29.07 | 11.63 | 200.43
2027-11-09 08:00 | 147.93 | 27.73 | 11.09 | 186.75
2027-11-09 09:00 | 139.29 | 25.92 | 10.37 | 175.58
2027-11-09 10:00 | 129.41 | 23.9 | 9.56 | 162.87
2027-11-09 11:00 | 129.84 | 22.68 | 9.07 | 161.59
2027-11-09 12:00 | 131.7 | 23.08 | 9.23 | 164.01
2027-11-09 13:00 | 134.06 | 23.22 | 9.29 | 166.57
2027-11-09 14:00 | 133.03 | 23.03 | 9.21 | 165.27
2027-11-09 15:00 | 126.93 | 22.75 | 9.1 | 158.78
2027-11-09 16:00 | 131.21 | 22.6 | 9.04 | 162.85
2027-11-09 17:00 | 130.74 | 22.87 | 9.15 | 162.76
2027-11-09 18:00 | 133.52 | 23.2 | 9.28 | 166
2027-11-09 19:00 | 130.87 | 23.25 | 9.3 | 163.42
2027-11-09 20:00 | 125.23 | 22.1 | 8.84 | 156.17
2027-11-09 21:00 | 122.52 | 21.5 | 8.6 | 152.62
2027-11-09 22:00 | 118.23 | 20.85 | 8.34 | 147.42
2027-11-09 23:00 | 114.58 | 20.43 | 8.17 | 143.18
2027-11-10 | 115.43 | 20.22 | 8.09 | 143.74
2027-11-10 01:00 | 117.51 | 20.7 | 8.28 | 146.49
2027-11-10 02:00 | 119.36 | 21 | 8.4 | 148.76
2027-11-10 03:00 | 121.34 | 21.45 | 8.58 | 151.37
2027-11-10 04:00 | 124.58 | 22.2 | 8.88 | 155.66
2027-11-10 05:00 | 135.44 | 23.65 | 9.46 | 168.55
2027-11-10 06:00 | 152.15 | 27.15 | 10.86 | 190.16
2027-11-10 07:00 | 152.34 | 27.9 | 11.16 | 191.4
2027-11-10 08:00 | 147.08 | 26.33 | 10.53 | 183.94
2027-11-10 09:00 | 142.7 | 24.8 | 9.92 | 177.42
2027-11-10 10:00 | 142.34 | 23.79 | 9.52 | 175.65
2027-11-10 11:00 | 141.51 | 23.48 | 9.39 | 174.38
2027-11-10 12:00 | 144.06 | 24.07 | 9.63 | 177.76
2027-11-10 13:00 | 139.89 | 23.48 | 9.39 | 172.76
2027-11-10 14:00 | 142.62 | 23.1 | 9.24 | 174.96
2027-11-10 15:00 | 142.89 | 23.3 | 9.32 | 175.51
2027-11-10 16:00 | 148.1 | 24.65 | 9.86 | 182.61
2027-11-10 17:00 | 147.77 | 24.94 | 9.98 | 182.69
2027-11-10 18:00 | 144.43 | 24.61 | 9.84 | 178.88
2027-11-10 19:00 | 140.62 | 24.65 | 9.86 | 175.13
2027-11-10 20:00 | 136.06 | 23.55 | 9.42 | 169.03
2027-11-10 21:00 | 132.7 | 23.35 | 9.34 | 165.39
2027-11-10 22:00 | 134.99 | 23.05 | 9.22 | 167.26
2027-11-10 23:00 | 129.99 | 22.93 | 9.17 | 162.09
2027-11-11 | 128.3 | 22.69 | 9.08 | 160.07
2027-11-11 01:00 | 130.84 | 23.13 | 9.25 | 163.22
2027-11-11 02:00 | 130.89 | 23.25 | 9.3 | 163.44
2027-11-11 03:00 | 131.91 | 23.67 | 9.47 | 165.05
2027-11-11 04:00 | 135.15 | 23.97 | 9.59 | 168.71
2027-11-11 05:00 | 137.5 | 24.26 | 9.7 | 171.46
2027-11-11 06:00 | 147.61 | 25.25 | 10.1 | 182.96
2027-11-11 07:00 | 151.63 | 26.57 | 10.63 | 188.83
2027-11-11 08:00 | 153.71 | 27.89 | 11.16 | 192.76
2027-11-11 09:00 | 152.71 | 27.95 | 11.18 | 191.84
2027-11-11 10:00 | 147.99 | 26.65 | 10.66 | 185.3
2027-11-11 11:00 | 140.7 | 24.21 | 9.68 | 174.59
2027-11-11 12:00 | 131.97 | 22.75 | 9.1 | 163.82
2027-11-11 13:00 | 129.27 | 21.32 | 8.53 | 159.12
2027-11-11 14:00 | 132.36 | 22.03 | 8.81 | 163.2
2027-11-11 15:00 | 134.1 | 22.12 | 8.85 | 165.07
2027-11-11 16:00 | 142.49 | 23.35 | 9.34 | 175.18
2027-11-11 17:00 | 143.98 | 24.8 | 9.92 | 178.7
2027-11-11 18:00 | 142.83 | 24.67 | 9.87 | 177.37
2027-11-11 19:00 | 138.86 | 24.13 | 9.65 | 172.64
2027-11-11 20:00 | 135.47 | 23.62 | 9.45 | 168.54
2027-11-11 21:00 | 133.4 | 23.08 | 9.23 | 165.71
2027-11-11 22:00 | 130.38 | 22.88 | 9.15 | 162.41
2027-11-11 23:00 | 128.13 | 22.5 | 9 | 159.63
2027-11-12 | 126.95 | 22.38 | 8.95 | 158.28
2027-11-12 01:00 | 128.77 | 22.42 | 8.97 | 160.16
2027-11-12 02:00 | 128.96 | 22.3 | 8.92 | 160.18
2027-11-12 03:00 | 130.38 | 22.65 | 9.06 | 162.09
2027-11-12 04:00 | 131.33 | 23.16 | 9.26 | 163.75
2027-11-12 05:00 | 134.78 | 23.39 | 9.36 | 167.53
2027-11-12 06:00 | 138.76 | 24.48 | 9.79 | 173.03
2027-11-12 07:00 | 143.57 | 25.52 | 10.21 | 179.3
2027-11-12 08:00 | 149.68 | 26.91 | 10.76 | 187.35
2027-11-12 09:00 | 151.92 | 28.02 | 11.21 | 191.15
2027-11-12 10:00 | 150.15 | 27.1 | 10.84 | 188.09
2027-11-12 11:00 | 146.34 | 25.68 | 10.27 | 182.29
2027-11-12 12:00 | 143.27 | 24.47 | 9.79 | 177.53
2027-11-12 13:00 | 138.5 | 24.05 | 9.62 | 172.17
2027-11-12 14:00 | 137.4 | 23.64 | 9.46 | 170.5
2027-11-12 15:00 | 138.83 | 23.26 | 9.3 | 171.39
2027-11-12 16:00 | 144.45 | 24.15 | 9.66 | 178.26
2027-11-12 17:00 | 149.06 | 25.4 | 10.16 | 184.62
2027-11-12 18:00 | 150.82 | 26.45 | 10.58 | 187.85
2027-11-12 19:00 | 148.67 | 26.4 | 10.56 | 185.63
2027-11-12 20:00 | 145.78 | 25.77 | 10.31 | 181.86
2027-11-12 21:00 | 145.57 | 25.68 | 10.27 | 181.52
2027-11-12 22:00 | 144.53 | 25.47 | 10.19 | 180.19
2027-11-12 23:00 | 143.68 | 25.63 | 10.25 | 179.56
2027-11-13 | 146.76 | 26.1 | 10.44 | 183.3
2027-11-13 01:00 | 149.1 | 26.73 | 10.69 | 186.52
2027-11-13 02:00 | 155.97 | 27.64 | 11.06 | 194.67
2027-11-13 03:00 | 164.33 | 28.63 | 11.45 | 204.41
2027-11-13 04:00 | 169.35 | 30.05 | 12.02 | 211.42
2027-11-13 05:00 | 183.5 | 31.97 | 12.79 | 228.26
2027-11-13 06:00 | 203.65 | 36.16 | 14.46 | 254.27
2027-11-13 07:00 | 216.59 | 37.59 | 15.04 | 269.22
2027-11-13 08:00 | 211 | 37.23 | 14.89 | 263.12
2027-11-13 09:00 | 191.09 | 37.1 | 14.84 | 243.03
2027-11-13 10:00 | 176.09 | 34.45 | 13.78 | 224.32
2027-11-13 11:00 | 165.94 | 29.27 | 11.71 | 206.92
2027-11-13 12:00 | 159.62 | 26.33 | 10.53 | 196.48
2027-11-13 13:00 | 148.82 | 24.8 | 9.92 | 183.54
2027-11-13 14:00 | 146.95 | 24.5 | 9.8 | 181.25
2027-11-13 15:00 | 151.12 | 25.7 | 10.28 | 187.1
2027-11-13 16:00 | 149.78 | 26.57 | 10.63 | 186.98
2027-11-13 17:00 | 151.18 | 26.98 | 10.79 | 188.95
2027-11-13 18:00 | 155.9 | 27.65 | 11.06 | 194.61
2027-11-13 19:00 | 152.76 | 27 | 10.8 | 190.56
2027-11-13 20:00 | 147.84 | 26.67 | 10.67 | 185.18
2027-11-13 21:00 | 145.46 | 25.78 | 10.31 | 181.55
2027-11-13 22:00 | 142.44 | 24.65 | 9.86 | 176.95
2027-11-13 23:00 | 139.04 | 24.6 | 9.84 | 173.48
2027-11-14 | 140.06 | 24.5 | 9.8 | 174.36
2027-11-14 01:00 | 144.72 | 24.9 | 9.96 | 179.58
2027-11-14 02:00 | 145.47 | 25.97 | 10.39 | 181.83
2027-11-14 03:00 | 152.37 | 26.33 | 10.53 | 189.23
2027-11-14 04:00 | 151.95 | 27.17 | 10.87 | 189.99
2027-11-14 05:00 | 164.86 | 28.93 | 11.57 | 205.36
2027-11-14 06:00 | 185.04 | 32.39 | 12.96 | 230.39
2027-11-14 07:00 | 187.07 | 32.73 | 13.09 | 232.89
2027-11-14 08:00 | 176.17 | 31.93 | 12.77 | 220.87
2027-11-14 09:00 | 168.4 | 29.8 | 11.92 | 210.12
2027-11-14 10:00 | 161.22 | 28.15 | 11.26 | 200.63
2027-11-14 11:00 | 154.64 | 26 | 10.4 | 191.04
2027-11-14 12:00 | 138.52 | 23.42 | 9.37 | 171.31
2027-11-14 13:00 | 133.19 | 22.19 | 8.88 | 164.26
2027-11-14 14:00 | 133.17 | 22.03 | 8.81 | 164.01
2027-11-14 15:00 | 135.75 | 22.5 | 9 | 167.25
2027-11-14 16:00 | 139.87 | 23.5 | 9.4 | 172.77
2027-11-14 17:00 | 142.57 | 24.15 | 9.66 | 176.38
2027-11-14 18:00 | 143.65 | 24.67 | 9.87 | 178.19
2027-11-14 19:00 | 138.73 | 24.85 | 9.94 | 173.52
2027-11-14 20:00 | 135.3 | 24.18 | 9.67 | 169.15
2027-11-14 21:00 | 133.36 | 23.7 | 9.48 | 166.54
2027-11-14 22:00 | 128.75 | 22.8 | 9.12 | 160.67
2027-11-14 23:00 | 125.84 | 22.6 | 9.04 | 157.48
2027-11-15 | 125.85 | 22.18 | 8.87 | 156.9
2027-11-15 01:00 | 126.75 | 22.34 | 8.94 | 158.03
2027-11-15 02:00 | 128.13 | 22.85 | 9.14 | 160.12
2027-11-15 03:00 | 132.13 | 23.4 | 9.36 | 164.89
2027-11-15 04:00 | 137.02 | 24.43 | 9.77 | 171.22
2027-11-15 05:00 | 150.05 | 26.65 | 10.66 | 187.36
2027-11-15 06:00 | 173.45 | 30.3 | 12.12 | 215.87
2027-11-15 07:00 | 174.17 | 31.3 | 12.52 | 217.99
2027-11-15 08:00 | 165 | 30.5 | 12.2 | 207.7
2027-11-15 09:00 | 153.65 | 28.65 | 11.46 | 193.76
2027-11-15 10:00 | 145 | 25.6 | 10.24 | 180.84
2027-11-15 11:00 | 133.15 | 23.1 | 9.24 | 165.49
2027-11-15 12:00 | 131.44 | 21.9 | 8.76 | 162.1
2027-11-15 13:00 | 131.97 | 20.95 | 8.38 | 161.3
2027-11-15 14:00 | 132.2 | 21 | 8.4 | 161.6
2027-11-15 15:00 | 130.08 | 22.1 | 8.84 | 161.02
2027-11-15 16:00 | 136.8 | 23.25 | 9.3 | 169.35
2027-11-15 17:00 | 140.77 | 24.25 | 9.7 | 174.72
2027-11-15 18:00 | 142.62 | 24.75 | 9.9 | 177.27
2027-11-15 19:00 | 139.9 | 24.55 | 9.82 | 174.27
2027-11-15 20:00 | 134.96 | 23.6 | 9.44 | 168
2027-11-15 21:00 | 134.13 | 23.1 | 9.24 | 166.47
2027-11-15 22:00 | 130.38 | 23.09 | 9.24 | 162.71
2027-11-15 23:00 | 128.76 | 22.23 | 8.89 | 159.88
2027-11-16 | 128.63 | 22.08 | 8.83 | 159.54
2027-11-16 01:00 | 130.18 | 22.35 | 8.94 | 161.47
2027-11-16 02:00 | 131.86 | 22.8 | 9.12 | 163.78
2027-11-16 03:00 | 135.21 | 23.4 | 9.36 | 167.97
2027-11-16 04:00 | 141.38 | 24.35 | 9.74 | 175.47
2027-11-16 05:00 | 152.48 | 26.25 | 10.5 | 189.23
2027-11-16 06:00 | 172.16 | 29.8 | 11.92 | 213.88
2027-11-16 07:00 | 170.49 | 30.47 | 12.19 | 213.15
2027-11-16 08:00 | 161.97 | 28.75 | 11.5 | 202.22
2027-11-16 09:00 | 157.73 | 27.65 | 11.06 | 196.44
2027-11-16 10:00 | 151.74 | 26.63 | 10.65 | 189.02
2027-11-16 11:00 | 146.53 | 25.42 | 10.17 | 182.12
2027-11-16 12:00 | 143.22 | 24.93 | 9.97 | 178.12
2027-11-16 13:00 | 141.18 | 23.85 | 9.54 | 174.57
2027-11-16 14:00 | 138.78 | 23.77 | 9.51 | 172.06
2027-11-16 15:00 | 137.56 | 23.58 | 9.43 | 170.57
2027-11-16 16:00 | 135.91 | 23.15 | 9.26 | 168.32
2027-11-16 17:00 | 135.75 | 23.7 | 9.48 | 168.93
2027-11-16 18:00 | 135.07 | 23.57 | 9.43 | 168.07
2027-11-16 19:00 | 136.33 | 23.23 | 9.29 | 168.85
2027-11-16 20:00 | 131.77 | 22.25 | 8.9 | 162.92
2027-11-16 21:00 | 130.17 | 22 | 8.8 | 160.97
2027-11-16 22:00 | 127.86 | 21.72 | 8.69 | 158.27
2027-11-16 23:00 | 125.89 | 21.58 | 8.63 | 156.1
2027-11-17 | 126.53 | 21.75 | 8.7 | 156.98
2027-11-17 01:00 | 129.12 | 22.4 | 8.96 | 160.48
2027-11-17 02:00 | 131.76 | 23.1 | 9.24 | 164.1
2027-11-17 03:00 | 136.33 | 23.6 | 9.44 | 169.37
2027-11-17 04:00 | 142.25 | 24.57 | 9.83 | 176.65
2027-11-17 05:00 | 155.86 | 26.48 | 10.59 | 192.93
2027-11-17 06:00 | 177.67 | 31.05 | 12.42 | 221.14
2027-11-17 07:00 | 177.82 | 31.8 | 12.72 | 222.34
2027-11-17 08:00 | 171.73 | 30.92 | 12.37 | 215.02
2027-11-17 09:00 | 159.6 | 28.98 | 11.59 | 200.17
2027-11-17 10:00 | 148.88 | 26.1 | 10.44 | 185.42
2027-11-17 11:00 | 146.16 | 23.83 | 9.53 | 179.52
2027-11-17 12:00 | 137.14 | 23.3 | 9.32 | 169.76
2027-11-17 13:00 | 133.11 | 22.3 | 8.92 | 164.33
2027-11-17 14:00 | 138.72 | 23.02 | 9.21 | 170.95
2027-11-17 15:00 | 139.27 | 23.85 | 9.54 | 172.66
2027-11-17 16:00 | 142.07 | 24.35 | 9.74 | 176.16
2027-11-17 17:00 | 140.16 | 24.07 | 9.63 | 173.86
2027-11-17 18:00 | 138.53 | 23.78 | 9.51 | 171.82
2027-11-17 19:00 | 135.15 | 23.5 | 9.4 | 168.05
2027-11-17 20:00 | 132.44 | 22.3 | 8.92 | 163.66
2027-11-17 21:00 | 129.87 | 22.15 | 8.86 | 160.88
2027-11-17 22:00 | 127.32 | 22.3 | 8.92 | 158.54
2027-11-17 23:00 | 126.44 | 21.83 | 8.73 | 157
2027-11-18 | 125.68 | 21.47 | 8.59 | 155.74
2027-11-18 01:00 | 127.34 | 22.2 | 8.88 | 158.42
2027-11-18 02:00 | 128.19 | 22.45 | 8.98 | 159.62
2027-11-18 03:00 | 129.41 | 22.7 | 9.08 | 161.19
2027-11-18 04:00 | 131.36 | 23.47 | 9.39 | 164.22
2027-11-18 05:00 | 135.53 | 23.8 | 9.52 | 168.85
2027-11-18 06:00 | 142.46 | 25.04 | 10.02 | 177.52
2027-11-18 07:00 | 152.32 | 26.18 | 10.47 | 188.97
2027-11-18 08:00 | 160.63 | 28.3 | 11.32 | 200.25
2027-11-18 09:00 | 158.86 | 29.1 | 11.64 | 199.6
2027-11-18 10:00 | 156.06 | 28.4 | 11.36 | 195.82
2027-11-18 11:00 | 145.4 | 26.8 | 10.72 | 182.92
2027-11-18 12:00 | 143.04 | 25.22 | 10.09 | 178.35
2027-11-18 13:00 | 135.76 | 23.53 | 9.41 | 168.7
2027-11-18 14:00 | 138.4 | 24.29 | 9.72 | 172.41
2027-11-18 15:00 | 142.71 | 23.71 | 9.48 | 175.9
2027-11-18 16:00 | 145.94 | 24.8 | 9.92 | 180.66
2027-11-18 17:00 | 146.95 | 25.3 | 10.12 | 182.37
2027-11-18 18:00 | 144.75 | 25.43 | 10.17 | 180.35
2027-11-18 19:00 | 140.34 | 24.92 | 9.97 | 175.23
2027-11-18 20:00 | 137.68 | 23.92 | 9.57 | 171.17
2027-11-18 21:00 | 135.42 | 23.68 | 9.47 | 168.57
2027-11-18 22:00 | 139.58 | 24.07 | 9.63 | 173.28
2027-11-18 23:00 | 136.85 | 23.65 | 9.46 | 169.96
2027-11-19 | 136.59 | 23.59 | 9.44 | 169.62
2027-11-19 01:00 | 135.89 | 23.93 | 9.57 | 169.39
2027-11-19 02:00 | 136.03 | 24.37 | 9.75 | 170.15
2027-11-19 03:00 | 139.5 | 24.48 | 9.79 | 173.77
2027-11-19 04:00 | 138.16 | 24.67 | 9.87 | 172.7
2027-11-19 05:00 | 143.14 | 24.83 | 9.93 | 177.9
2027-11-19 06:00 | 144.41 | 25.75 | 10.3 | 180.46
2027-11-19 07:00 | 150.69 | 26.93 | 10.77 | 188.39
2027-11-19 08:00 | 160.2 | 28.44 | 11.38 | 200.02
2027-11-19 09:00 | 161.12 | 28.89 | 11.56 | 201.57
2027-11-19 10:00 | 151.35 | 26.83 | 10.73 | 188.91
2027-11-19 11:00 | 150.61 | 26.15 | 10.46 | 187.22
2027-11-19 12:00 | 140.52 | 24.02 | 9.61 | 174.15
2027-11-19 13:00 | 138.49 | 22.9 | 9.16 | 170.55
2027-11-19 14:00 | 139.23 | 22.3 | 8.92 | 170.45
2027-11-19 15:00 | 142.51 | 23.17 | 9.27 | 174.95
2027-11-19 16:00 | 152 | 24.55 | 9.82 | 186.37
2027-11-19 17:00 | 158.84 | 26.3 | 10.52 | 195.66
2027-11-19 18:00 | 162.08 | 27 | 10.8 | 199.88
2027-11-19 19:00 | 158.58 | 27.33 | 10.93 | 196.84
2027-11-19 20:00 | 148.96 | 26.24 | 10.5 | 185.7
2027-11-19 21:00 | 146.25 | 25.31 | 10.12 | 181.68
2027-11-19 22:00 | 143.58 | 24.35 | 9.74 | 177.67
2027-11-19 23:00 | 141.6 | 24.18 | 9.67 | 175.45
2027-11-20 | 145.12 | 24.4 | 9.76 | 179.28
2027-11-20 01:00 | 147.09 | 24.5 | 9.8 | 181.39
2027-11-20 02:00 | 151.42 | 25.3 | 10.12 | 186.84
2027-11-20 03:00 | 156.86 | 26.25 | 10.5 | 193.61
2027-11-20 04:00 | 163.57 | 27.5 | 11 | 202.07
2027-11-20 05:00 | 178.59 | 29.33 | 11.73 | 219.65
2027-11-20 06:00 | 197.54 | 34.15 | 13.66 | 245.35
2027-11-20 07:00 | 201.38 | 35.35 | 14.14 | 250.87
2027-11-20 08:00 | 191.38 | 34.65 | 13.86 | 239.89
2027-11-20 09:00 | 181.63 | 33.13 | 13.25 | 228.01
2027-11-20 10:00 | 172.89 | 30.27 | 12.11 | 215.27
2027-11-20 11:00 | 159.26 | 27.56 | 11.02 | 197.84
2027-11-20 12:00 | 158.73 | 26.69 | 10.68 | 196.1
2027-11-20 13:00 | 156.54 | 25.45 | 10.18 | 192.17
2027-11-20 14:00 | 156.68 | 25.77 | 10.31 | 192.76
2027-11-20 15:00 | 153.55 | 26.05 | 10.42 | 190.02
2027-11-20 16:00 | 154.68 | 26.3 | 10.52 | 191.5
2027-11-20 17:00 | 154.4 | 26.45 | 10.58 | 191.43
2027-11-20 18:00 | 153.17 | 27.15 | 10.86 | 191.18
2027-11-20 19:00 | 150.19 | 26.27 | 10.51 | 186.97
2027-11-20 20:00 | 143.94 | 25.45 | 10.18 | 179.57
2027-11-20 21:00 | 140.75 | 24.78 | 9.91 | 175.44
2027-11-20 22:00 | 137.76 | 23.82 | 9.53 | 171.11
2027-11-20 23:00 | 134.12 | 23.3 | 9.32 | 166.74
2027-11-21 | 134.97 | 23.16 | 9.26 | 167.39
2027-11-21 01:00 | 135.83 | 23.42 | 9.37 | 168.62
2027-11-21 02:00 | 139.62 | 24.25 | 9.7 | 173.57
2027-11-21 03:00 | 143.95 | 24.65 | 9.86 | 178.46
2027-11-21 04:00 | 150.65 | 25.7 | 10.28 | 186.63
2027-11-21 05:00 | 164.92 | 27.75 | 11.1 | 203.77
2027-11-21 06:00 | 185.19 | 32.1 | 12.84 | 230.13
2027-11-21 07:00 | 187.38 | 32.32 | 12.93 | 232.63
2027-11-21 08:00 | 179 | 31.83 | 12.73 | 223.56
2027-11-21 09:00 | 176.26 | 30.55 | 12.22 | 219.03
2027-11-21 10:00 | 170.18 | 29.27 | 11.71 | 211.16
2027-11-21 11:00 | 165.37 | 28.43 | 11.37 | 205.17
2027-11-21 12:00 | 161.42 | 27.72 | 11.09 | 200.23
2027-11-21 13:00 | 160.56 | 26.93 | 10.77 | 198.26
2027-11-21 14:00 | 159.7 | 27.05 | 10.82 | 197.57
2027-11-21 15:00 | 159.17 | 27.3 | 10.92 | 197.39
2027-11-21 16:00 | 158.33 | 27.25 | 10.9 | 196.48
2027-11-21 17:00 | 157.43 | 27.05 | 10.82 | 195.3
2027-11-21 18:00 | 156.51 | 27.3 | 10.92 | 194.73
2027-11-21 19:00 | 152.96 | 26.33 | 10.53 | 189.82
2027-11-21 20:00 | 148.63 | 25.72 | 10.29 | 184.64
2027-11-21 21:00 | 144.87 | 24.7 | 9.88 | 179.45
2027-11-21 22:00 | 141.45 | 23.9 | 9.56 | 174.91
2027-11-21 23:00 | 137.31 | 23.45 | 9.38 | 170.14
2027-11-22 | 136.97 | 23.43 | 9.37 | 169.77
2027-11-22 01:00 | 138.5 | 23.42 | 9.37 | 171.29
2027-11-22 02:00 | 139.2 | 23.9 | 9.56 | 172.66
2027-11-22 03:00 | 137.02 | 24.05 | 9.62 | 170.69
2027-11-22 04:00 | 137.16 | 23.95 | 9.58 | 170.69
2027-11-22 05:00 | 148.1 | 24.92 | 9.97 | 182.99
2027-11-22 06:00 | 164.4 | 28.33 | 11.33 | 204.06
2027-11-22 07:00 | 163.53 | 28.07 | 11.23 | 202.83
2027-11-22 08:00 | 154.41 | 26.83 | 10.73 | 191.97
2027-11-22 09:00 | 149.58 | 25.87 | 10.35 | 185.8
2027-11-22 10:00 | 147.95 | 16.1 | 6.44 | 170.49
2027-11-22 11:00 | 128.56 | 28.18 | 11.27 | 168.01
2027-11-22 12:00 | 144.13 | 23.7 | 9.48 | 177.31
2027-11-22 13:00 | 139.49 | 23.64 | 9.46 | 172.59
2027-11-22 14:00 | 143.12 | 23.26 | 9.3 | 175.68
2027-11-22 15:00 | 139.69 | 23.55 | 9.42 | 172.66
2027-11-22 16:00 | 137.57 | 23.17 | 9.27 | 170.01
2027-11-22 17:00 | 137.23 | 23.48 | 9.39 | 170.1
2027-11-22 18:00 | 138.26 | 23.17 | 9.27 | 170.7
2027-11-22 19:00 | 134.98 | 22.85 | 9.14 | 166.97
2027-11-22 20:00 | 130.87 | 21.55 | 8.62 | 161.04
2027-11-22 21:00 | 128.41 | 21.29 | 8.52 | 158.22
2027-11-22 22:00 | 124.87 | 20.73 | 8.29 | 153.89
2027-11-22 23:00 | 123.32 | 20.57 | 8.23 | 152.12
2027-11-23 | 123.76 | 20.5 | 8.2 | 152.46
2027-11-23 01:00 | 125.95 | 20.77 | 8.31 | 155.03
2027-11-23 02:00 | 128.39 | 21.26 | 8.5 | 158.15
2027-11-23 03:00 | 130.09 | 21.87 | 8.75 | 160.71
2027-11-23 04:00 | 133.97 | 22.23 | 8.89 | 165.09
2027-11-23 05:00 | 146.06 | 24.15 | 9.66 | 179.87
2027-11-23 06:00 | 166.18 | 27.92 | 11.17 | 205.27
2027-11-23 07:00 | 166.95 | 28.25 | 11.3 | 206.5
2027-11-23 08:00 | 158.15 | 27.33 | 10.93 | 196.41
2027-11-23 09:00 | 154.25 | 26.22 | 10.49 | 190.96
2027-11-23 10:00 | 147.17 | 24.88 | 9.95 | 182
2027-11-23 11:00 | 148.58 | 24.65 | 9.86 | 183.09
2027-11-23 12:00 | 150.34 | 24.9 | 9.96 | 185.2
2027-11-23 13:00 | 147.25 | 24.85 | 9.94 | 182.04
2027-11-23 14:00 | 141.25 | 24.1 | 9.64 | 174.99
2027-11-23 15:00 | 139.22 | 23.02 | 9.21 | 171.45
2027-11-23 16:00 | 142.85 | 24 | 9.6 | 176.45
2027-11-23 17:00 | 145.14 | 24.69 | 9.88 | 179.71
2027-11-23 18:00 | 144.3 | 24.91 | 9.96 | 179.17
2027-11-23 19:00 | 141.81 | 24.47 | 9.79 | 176.07
2027-11-23 20:00 | 138.47 | 23.5 | 9.4 | 171.37
2027-11-23 21:00 | 134.96 | 23.65 | 9.46 | 168.07
2027-11-23 22:00 | 130.8 | 22.55 | 9.02 | 162.37
2027-11-23 23:00 | 128.58 | 22.05 | 8.82 | 159.45
2027-11-24 | 130.49 | 22.07 | 8.83 | 161.39
2027-11-24 01:00 | 130.6 | 22.2 | 8.88 | 161.68
2027-11-24 02:00 | 132.42 | 22.5 | 9 | 163.92
2027-11-24 03:00 | 135.21 | 22.8 | 9.12 | 167.13
2027-11-24 04:00 | 141.07 | 23.68 | 9.47 | 174.22
2027-11-24 05:00 | 153.75 | 25.8 | 10.32 | 189.87
2027-11-24 06:00 | 173.11 | 29.7 | 11.88 | 214.69
2027-11-24 07:00 | 174.21 | 30.8 | 12.32 | 217.33
2027-11-24 08:00 | 167.75 | 30.25 | 12.1 | 210.1
2027-11-24 09:00 | 165.2 | 29.9 | 11.96 | 207.06
2027-11-24 10:00 | 159.02 | 28.45 | 11.38 | 198.85
2027-11-24 11:00 | 154.58 | 27.25 | 10.9 | 192.73
2027-11-24 12:00 | 152.53 | 26.1 | 10.44 | 189.07
2027-11-24 13:00 | 148.08 | 25.35 | 10.14 | 183.57
2027-11-24 14:00 | 144.13 | 24.8 | 9.92 | 178.85
2027-11-24 15:00 | 148.17 | 24.5 | 9.8 | 182.47
2027-11-24 16:00 | 155.64 | 25.48 | 10.19 | 191.31
2027-11-24 17:00 | 153.35 | 25.62 | 10.25 | 189.22
2027-11-24 18:00 | 148.22 | 26.09 | 10.44 | 184.75
2027-11-24 19:00 | 146.77 | 25.53 | 10.21 | 182.51
2027-11-24 20:00 | 143.13 | 25.06 | 10.02 | 178.21
2027-11-24 21:00 | 140.12 | 25.12 | 10.05 | 175.29
2027-11-24 22:00 | 139.93 | 24.67 | 9.87 | 174.47
2027-11-24 23:00 | 140.47 | 25.26 | 10.1 | 175.83
2027-11-25 | 141.03 | 25.47 | 10.19 | 176.69
2027-11-25 01:00 | 141.27 | 25.91 | 10.36 | 177.54
2027-11-25 02:00 | 142.45 | 26.47 | 10.59 | 179.51
2027-11-25 03:00 | 140.88 | 26.78 | 10.71 | 178.37
2027-11-25 04:00 | 146.63 | 27.05 | 10.82 | 184.5
2027-11-25 05:00 | 149.83 | 27.6 | 11.04 | 188.47
2027-11-25 06:00 | 153.8 | 28.82 | 11.53 | 194.15
2027-11-25 07:00 | 160.8 | 29.38 | 11.75 | 201.93
2027-11-25 08:00 | 169.59 | 30.97 | 12.39 | 212.95
2027-11-25 09:00 | 172.32 | 31.95 | 12.78 | 217.05
2027-11-25 10:00 | 167.61 | 30.83 | 12.33 | 210.77
2027-11-25 11:00 | 154.57 | 28.12 | 11.25 | 193.94
2027-11-25 12:00 | 152.86 | 26.76 | 10.7 | 190.32
2027-11-25 13:00 | 143.27 | 25.17 | 10.07 | 178.51
2027-11-25 14:00 | 149.26 | 25.1 | 10.04 | 184.4
2027-11-25 15:00 | 155.98 | 26.5 | 10.6 | 193.08
2027-11-25 16:00 | 160.38 | 27.37 | 10.95 | 198.7
2027-11-25 17:00 | 161.66 | 28.05 | 11.22 | 200.93
2027-11-25 18:00 | 161.2 | 28.18 | 11.27 | 200.65
2027-11-25 19:00 | 161.28 | 28.05 | 11.22 | 200.55
2027-11-25 20:00 | 155.57 | 27.55 | 11.02 | 194.14
2027-11-25 21:00 | 153.81 | 27.02 | 10.81 | 191.64
2027-11-25 22:00 | 152.8 | 26.73 | 10.69 | 190.22
2027-11-25 23:00 | 149.16 | 26.75 | 10.7 | 186.61
2027-11-26 | 146.98 | 26.54 | 10.62 | 184.14
2027-11-26 01:00 | 146.76 | 26.71 | 10.68 | 184.15
2027-11-26 02:00 | 146.78 | 26.72 | 10.69 | 184.19
2027-11-26 03:00 | 149.28 | 26.67 | 10.67 | 186.62
2027-11-26 04:00 | 153.85 | 26.84 | 10.74 | 191.43
2027-11-26 05:00 | 154.15 | 27.3 | 10.92 | 192.37
2027-11-26 06:00 | 155.31 | 28.03 | 11.21 | 194.55
2027-11-26 07:00 | 159 | 28.2 | 11.28 | 198.48
2027-11-26 08:00 | 166.5 | 29.45 | 11.78 | 207.73
2027-11-26 09:00 | 167.65 | 30.45 | 12.18 | 210.28
2027-11-26 10:00 | 165.87 | 29.8 | 11.92 | 207.59
2027-11-26 11:00 | 159.03 | 28.52 | 11.41 | 198.96
2027-11-26 12:00 | 155.19 | 26.93 | 10.77 | 192.89
2027-11-26 13:00 | 145.45 | 24.52 | 9.81 | 179.78
2027-11-26 14:00 | 146.41 | 24.1 | 9.64 | 180.15
2027-11-26 15:00 | 154.89 | 24.93 | 9.97 | 189.79
2027-11-26 16:00 | 157.13 | 25.85 | 10.34 | 193.32
2027-11-26 17:00 | 158.29 | 26.63 | 10.65 | 195.57
2027-11-26 18:00 | 158.41 | 27.09 | 10.84 | 196.34
2027-11-26 19:00 | 155.81 | 27.21 | 10.88 | 193.9
2027-11-26 20:00 | 151.93 | 26.12 | 10.45 | 188.5
2027-11-26 21:00 | 148.3 | 25.4 | 10.16 | 183.86
2027-11-26 22:00 | 146.47 | 25.03 | 10.01 | 181.51
2027-11-26 23:00 | 145.6 | 24.52 | 9.81 | 179.93
2027-11-27 | 145.96 | 24.85 | 9.94 | 180.75
2027-11-27 01:00 | 148.41 | 24.9 | 9.96 | 183.27
2027-11-27 02:00 | 150.97 | 25.65 | 10.26 | 186.88
2027-11-27 03:00 | 156.17 | 26.35 | 10.54 | 193.06
2027-11-27 04:00 | 162.34 | 27.25 | 10.9 | 200.49
2027-11-27 05:00 | 174.01 | 29 | 11.6 | 214.61
2027-11-27 06:00 | 195.16 | 33.25 | 13.3 | 241.71
2027-11-27 07:00 | 193.81 | 33.5 | 13.4 | 240.71
2027-11-27 08:00 | 181.28 | 32.35 | 12.94 | 226.57
2027-11-27 09:00 | 178.95 | 31.38 | 12.55 | 222.88
2027-11-27 10:00 | 178.31 | 29.87 | 11.95 | 220.13
2027-11-27 11:00 | 181.45 | 29.89 | 11.96 | 223.3
2027-11-27 12:00 | 181.43 | 30.03 | 12.01 | 223.47
2027-11-27 13:00 | 170.13 | 29.55 | 11.82 | 211.5
2027-11-27 14:00 | 164.17 | 28.23 | 11.29 | 203.69
2027-11-27 15:00 | 161.25 | 27.55 | 11.02 | 199.82
2027-11-27 16:00 | 157.63 | 27.27 | 10.91 | 195.81
2027-11-27 17:00 | 157.81 | 27.13 | 10.85 | 195.79
2027-11-27 18:00 | 158.14 | 27.15 | 10.86 | 196.15
2027-11-27 19:00 | 151.3 | 26.6 | 10.64 | 188.54
2027-11-27 20:00 | 153.43 | 25.72 | 10.29 | 189.44
2027-11-27 21:00 | 150.47 | 25.08 | 10.03 | 185.58
2027-11-27 22:00 | 141.48 | 24.65 | 9.86 | 175.99
2027-11-27 23:00 | 140.46 | 24.45 | 9.78 | 174.69
2027-11-28 | 142.04 | 25.2 | 10.08 | 177.32
2027-11-28 01:00 | 146.69 | 25.62 | 10.25 | 182.56
2027-11-28 02:00 | 148.15 | 25.73 | 10.29 | 184.17
2027-11-28 03:00 | 152.49 | 26.43 | 10.57 | 189.49
2027-11-28 04:00 | 156.33 | 26.52 | 10.61 | 193.46
2027-11-28 05:00 | 170.03 | 28.05 | 11.22 | 209.3
2027-11-28 06:00 | 189.71 | 31.85 | 12.74 | 234.3
2027-11-28 07:00 | 188.08 | 32.05 | 12.82 | 232.95
2027-11-28 08:00 | 190.5 | 32.3 | 12.92 | 235.72
2027-11-28 09:00 | 189.95 | 31.85 | 12.74 | 234.54
2027-11-28 10:00 | 188.26 | 31.05 | 12.42 | 231.73
2027-11-28 11:00 | 177.59 | 30.42 | 12.17 | 220.18
2027-11-28 12:00 | 167.5 | 28.05 | 11.22 | 206.77
2027-11-28 13:00 | 159.55 | 25.72 | 10.29 | 195.56
2027-11-28 14:00 | 162.56 | 26.3 | 10.52 | 199.38
2027-11-28 15:00 | 164.59 | 27.17 | 10.87 | 202.63
2027-11-28 16:00 | 167.14 | 27.91 | 11.16 | 206.21
2027-11-28 17:00 | 168.84 | 28.55 | 11.42 | 208.81
2027-11-28 18:00 | 171.69 | 29.3 | 11.72 | 212.71
2027-11-28 19:00 | 170 | 29.33 | 11.73 | 211.06
2027-11-28 20:00 | 165.79 | 28.65 | 11.46 | 205.9
2027-11-28 21:00 | 165.25 | 28.3 | 11.32 | 204.87
2027-11-28 22:00 | 161.46 | 27.33 | 10.93 | 199.72
2027-11-28 23:00 | 154.15 | 26.77 | 10.71 | 191.63
2027-11-29 | 153.36 | 26.85 | 10.74 | 190.95
2027-11-29 01:00 | 155.57 | 27.55 | 11.02 | 194.14
2027-11-29 02:00 | 160.58 | 28.05 | 11.22 | 199.85
2027-11-29 03:00 | 168.92 | 29.1 | 11.64 | 209.66
2027-11-29 04:00 | 177.05 | 30.15 | 12.06 | 219.26
2027-11-29 05:00 | 191.87 | 32.74 | 13.1 | 237.71
2027-11-29 06:00 | 214.41 | 36.76 | 14.7 | 265.87
2027-11-29 07:00 | 217 | 38.1 | 15.24 | 270.34
2027-11-29 08:00 | 210.16 | 36.95 | 14.78 | 261.89
2027-11-29 09:00 | 206.09 | 36.7 | 14.68 | 257.47
2027-11-29 10:00 | 200.52 | 35.5 | 14.2 | 250.22
2027-11-29 11:00 | 185.47 | 32.47 | 12.99 | 230.93
2027-11-29 12:00 | 175.46 | 29.7 | 11.88 | 217.04
2027-11-29 13:00 | 170.17 | 27.78 | 11.11 | 209.06
2027-11-29 14:00 | 174.92 | 28.2 | 11.28 | 214.4
2027-11-29 15:00 | 179.28 | 28.45 | 11.38 | 219.11
2027-11-29 16:00 | 177.9 | 29.2 | 11.68 | 218.78
2027-11-29 17:00 | 178.42 | 26.45 | 10.58 | 215.45
2027-11-29 18:00 | 174.44 | 29.9 | 11.96 | 216.3
2027-11-29 19:00 | 170.25 | 29.47 | 11.79 | 211.51
2027-11-29 20:00 | 166.02 | 28.96 | 11.58 | 206.56
2027-11-29 21:00 | 165.45 | 28.01 | 11.2 | 204.66
2027-11-29 22:00 | 163.9 | 27.7 | 11.08 | 202.68
2027-11-29 23:00 | 162.04 | 27.92 | 11.17 | 201.13
2027-11-30 | 162.98 | 27.83 | 11.13 | 201.94
2027-11-30 01:00 | 167 | 29.2 | 11.68 | 207.88
2027-11-30 02:00 | 171.01 | 30.1 | 12.04 | 213.15
2027-11-30 03:00 | 177.7 | 31.12 | 12.45 | 221.27
2027-11-30 04:00 | 183.59 | 32.35 | 12.94 | 228.88
2027-11-30 05:00 | 197.26 | 33.73 | 13.49 | 244.48
2027-11-30 06:00 | 224.48 | 38.1 | 15.24 | 277.82
2027-11-30 07:00 | 222.43 | 39.52 | 15.81 | 277.76
2027-11-30 08:00 | 210.87 | 38.4 | 15.36 | 264.63
2027-11-30 09:00 | 208.48 | 37.15 | 14.86 | 260.49
2027-11-30 10:00 | 207.79 | 36.38 | 14.55 | 258.72
2027-11-30 11:00 | 208.24 | 35.63 | 14.25 | 258.12
2027-11-30 12:00 | 204.17 | 34.67 | 13.87 | 252.71
2027-11-30 13:00 | 203.43 | 34.07 | 13.63 | 251.13
2027-11-30 14:00 | 198.67 | 33.5 | 13.4 | 245.57
2027-11-30 15:00 | 193.77 | 33.25 | 13.3 | 240.32
2027-11-30 16:00 | 190.24 | 32.72 | 13.09 | 236.05
2027-11-30 17:00 | 189.42 | 32.58 | 13.03 | 235.03
2027-11-30 18:00 | 187.65 | 32.67 | 13.07 | 233.39
2027-11-30 19:00 | 188.94 | 33.32 | 13.33 | 235.59
2027-11-30 20:00 | 186.75 | 32.03 | 12.81 | 231.59
2027-11-30 21:00 | 183.94 | 31.7 | 12.68 | 228.32
2027-11-30 22:00 | 178.63 | 30.57 | 12.23 | 221.43
2027-11-30 23:00 | 173.94 | 29.73 | 11.89 | 215.56
2027-12-01 | 172.62 | 30 | 12 | 214.62
2027-12-01 01:00 | 178.28 | 30.82 | 12.33 | 221.43
2027-12-01 02:00 | 183.98 | 31.73 | 12.69 | 228.4
2027-12-01 03:00 | 186.41 | 31.8 | 12.72 | 230.93
2027-12-01 04:00 | 193.37 | 32.83 | 13.13 | 239.33
2027-12-01 05:00 | 206.73 | 34.52 | 13.81 | 255.06
2027-12-01 06:00 | 233.7 | 38.85 | 15.54 | 288.09
2027-12-01 07:00 | 240.01 | 40.4 | 16.16 | 296.57
2027-12-01 08:00 | 230.81 | 39.55 | 15.82 | 286.18
2027-12-01 09:00 | 212.31 | 37.67 | 15.07 | 265.05
2027-12-01 10:00 | 203.15 | 35.36 | 14.14 | 252.65
2027-12-01 11:00 | 198.94 | 33.22 | 13.29 | 245.45
2027-12-01 12:00 | 189.15 | 31.3 | 12.52 | 232.97
2027-12-01 13:00 | 190.65 | 31.75 | 12.7 | 235.1
2027-12-01 14:00 | 185.72 | 31.85 | 12.74 | 230.31
2027-12-01 15:00 | 186.83 | 32.25 | 12.9 | 231.98
2027-12-01 16:00 | 188.23 | 32.97 | 13.19 | 234.39
2027-12-01 17:00 | 189.83 | 32.63 | 13.05 | 235.51
2027-12-01 18:00 | 188.09 | 32.1 | 12.84 | 233.03
2027-12-01 19:00 | 188.54 | 31.98 | 12.79 | 233.31
2027-12-01 20:00 | 185.52 | 31.97 | 12.79 | 230.28
2027-12-01 21:00 | 182.64 | 32.05 | 12.82 | 227.51
2027-12-01 22:00 | 182.4 | 31.95 | 12.78 | 227.13
2027-12-01 23:00 | 180.44 | 32.05 | 12.82 | 225.31
2027-12-02 | 180.1 | 32.51 | 13 | 225.61
2027-12-02 01:00 | 181.64 | 32.83 | 13.13 | 227.6
2027-12-02 02:00 | 181.47 | 32.87 | 13.15 | 227.49
2027-12-02 03:00 | 182.28 | 33.13 | 13.25 | 228.66
2027-12-02 04:00 | 181.28 | 33 | 13.2 | 227.48
2027-12-02 05:00 | 183.59 | 33.28 | 13.31 | 230.18
2027-12-02 06:00 | 188.69 | 33.99 | 13.6 | 236.28
2027-12-02 07:00 | 192.82 | 34.46 | 13.78 | 241.06
2027-12-02 08:00 | 199.44 | 36.14 | 14.46 | 250.04
2027-12-02 09:00 | 199.4 | 36.47 | 14.59 | 250.46
2027-12-02 10:00 | 190.91 | 35.08 | 14.03 | 240.02
2027-12-02 11:00 | 182.43 | 32.97 | 13.19 | 228.59
2027-12-02 12:00 | 174.71 | 31.27 | 12.51 | 218.49
2027-12-02 13:00 | 173.91 | 29.6 | 11.84 | 215.35
2027-12-02 14:00 | 171.6 | 29.38 | 11.75 | 212.73
2027-12-02 15:00 | 172.62 | 29.45 | 11.78 | 213.85
2027-12-02 16:00 | 173.37 | 29.85 | 11.94 | 215.16
2027-12-02 17:00 | 169.95 | 29.93 | 11.97 | 211.85
2027-12-02 18:00 | 165.5 | 29.02 | 11.61 | 206.13
2027-12-02 19:00 | 161.33 | 28.45 | 11.38 | 201.16
2027-12-02 20:00 | 156.29 | 27.25 | 10.9 | 194.44
2027-12-02 21:00 | 152.65 | 26.75 | 10.7 | 190.1
2027-12-02 22:00 | 150.14 | 25.92 | 10.37 | 186.43
2027-12-02 23:00 | 146.72 | 25.4 | 10.16 | 182.28
2027-12-03 | 145.93 | 25.4 | 10.16 | 181.49
2027-12-03 01:00 | 143.03 | 25.11 | 10.04 | 178.18
2027-12-03 02:00 | 148.26 | 25.21 | 10.08 | 183.55
2027-12-03 03:00 | 148.12 | 25.23 | 10.09 | 183.44
2027-12-03 04:00 | 144.66 | 25.65 | 10.26 | 180.57
2027-12-03 05:00 | 145.8 | 25.85 | 10.34 | 181.99
2027-12-03 06:00 | 154.09 | 26.7 | 10.68 | 191.47
2027-12-03 07:00 | 160.28 | 27.21 | 10.88 | 198.37
2027-12-03 08:00 | 166.46 | 29.14 | 11.66 | 207.26
2027-12-03 09:00 | 170.76 | 30.08 | 12.03 | 212.87
2027-12-03 10:00 | 165.34 | 29.4 | 11.76 | 206.5
2027-12-03 11:00 | 158.63 | 28.15 | 11.26 | 198.04
2027-12-03 12:00 | 154.34 | 26.3 | 10.52 | 191.16
2027-12-03 13:00 | 150.06 | 25.08 | 10.03 | 185.17
2027-12-03 14:00 | 149.38 | 25.49 | 10.2 | 185.07
2027-12-03 15:00 | 155.7 | 25.63 | 10.25 | 191.58
2027-12-03 16:00 | 157.41 | 26.75 | 10.7 | 194.86
2027-12-03 17:00 | 159.07 | 27.15 | 10.86 | 197.08
2027-12-03 18:00 | 158.67 | 27.67 | 11.07 | 197.41
2027-12-03 19:00 | 157.9 | 27.7 | 11.08 | 196.68
2027-12-03 20:00 | 153.42 | 26.45 | 10.58 | 190.45
2027-12-03 21:00 | 154.58 | 26.48 | 10.59 | 191.65
2027-12-03 22:00 | 152.33 | 26.13 | 10.45 | 188.91
2027-12-03 23:00 | 149.39 | 26.14 | 10.46 | 185.99
2027-12-04 | 151.55 | 26.41 | 10.56 | 188.52
2027-12-04 01:00 | 154.81 | 27.05 | 10.82 | 192.68
2027-12-04 02:00 | 160.16 | 28.07 | 11.23 | 199.46
2027-12-04 03:00 | 164.93 | 28.85 | 11.54 | 205.32
2027-12-04 04:00 | 172.21 | 30 | 12 | 214.21
2027-12-04 05:00 | 185.88 | 31.63 | 12.65 | 230.16
2027-12-04 06:00 | 206.61 | 35.27 | 14.11 | 255.99
2027-12-04 07:00 | 208.61 | 35.95 | 14.38 | 258.94
2027-12-04 08:00 | 200.58 | 35.9 | 14.36 | 250.84
2027-12-04 09:00 | 193.85 | 34.47 | 13.79 | 242.11
2027-12-04 10:00 | 186.42 | 31.97 | 12.79 | 231.18
2027-12-04 11:00 | 176.94 | 29.69 | 11.88 | 218.51
2027-12-04 12:00 | 166.35 | 28.42 | 11.37 | 206.14
2027-12-04 13:00 | 169.42 | 26.4 | 10.56 | 206.38
2027-12-04 14:00 | 175.33 | 16.98 | 6.79 | 199.1
2027-12-04 15:00 | 171.66 | 35.1 | 14.04 | 220.8
2027-12-04 16:00 | 170.32 | 31.05 | 12.42 | 213.79
2027-12-04 17:00 | 168.33 | 29.68 | 11.87 | 209.88
2027-12-04 18:00 | 161.06 | 29.38 | 11.75 | 202.19
2027-12-04 19:00 | 157.67 | 28.22 | 11.29 | 197.18
2027-12-04 20:00 | 153.78 | 26.62 | 10.65 | 191.05
2027-12-04 21:00 | 148.54 | 26.15 | 10.46 | 185.15
2027-12-04 22:00 | 143.06 | 24.48 | 9.79 | 177.33
2027-12-04 23:00 | 140.15 | 23.75 | 9.5 | 173.4
2027-12-05 | 140.25 | 23.78 | 9.51 | 173.54
2027-12-05 01:00 | 140.54 | 24.12 | 9.65 | 174.31
2027-12-05 02:00 | 143.75 | 24.72 | 9.89 | 178.36
2027-12-05 03:00 | 147.4 | 24.98 | 9.99 | 182.37
2027-12-05 04:00 | 153.54 | 25.95 | 10.38 | 189.87
2027-12-05 05:00 | 167.46 | 27.9 | 11.16 | 206.52
2027-12-05 06:00 | 186.13 | 31.8 | 12.72 | 230.65
2027-12-05 07:00 | 187.08 | 32.2 | 12.88 | 232.16
2027-12-05 08:00 | 177.6 | 31.08 | 12.43 | 221.11
2027-12-05 09:00 | 173.79 | 29.87 | 11.95 | 215.61
2027-12-05 10:00 | 170.42 | 28.88 | 11.55 | 210.85
2027-12-05 11:00 | 165.97 | 28.14 | 11.26 | 205.37
2027-12-05 12:00 | 165.16 | 27.72 | 11.09 | 203.97
2027-12-05 13:00 | 159.98 | 27.37 | 10.95 | 198.3
2027-12-05 14:00 | 159.93 | 26.61 | 10.64 | 197.18
2027-12-05 15:00 | 157.7 | 26.87 | 10.75 | 195.32
2027-12-05 16:00 | 157.32 | 26.67 | 10.67 | 194.66
2027-12-05 17:00 | 155.47 | 26.38 | 10.55 | 192.4
2027-12-05 18:00 | 155.62 | 26.63 | 10.65 | 192.9
2027-12-05 19:00 | 152.66 | 26.04 | 10.42 | 189.12
2027-12-05 20:00 | 146.71 | 24.88 | 9.95 | 181.54
2027-12-05 21:00 | 143.61 | 24.13 | 9.65 | 177.39
2027-12-05 22:00 | 138.44 | 23.62 | 9.45 | 171.51
2027-12-05 23:00 | 135.71 | 22.85 | 9.14 | 167.7
2027-12-06 | 137.01 | 22.85 | 9.14 | 169
2027-12-06 01:00 | 138.57 | 23.39 | 9.36 | 171.32
2027-12-06 02:00 | 140.84 | 23.44 | 9.38 | 173.66
2027-12-06 03:00 | 144.31 | 24.67 | 9.87 | 178.85
2027-12-06 04:00 | 150.45 | 25.15 | 10.06 | 185.66
2027-12-06 05:00 | 161.71 | 26.85 | 10.74 | 199.3
2027-12-06 06:00 | 180.85 | 31.2 | 12.48 | 224.53
2027-12-06 07:00 | 180.71 | 31.22 | 12.49 | 224.42
2027-12-06 08:00 | 172.02 | 30.01 | 12 | 214.03
2027-12-06 09:00 | 168.19 | 29 | 11.6 | 208.79
2027-12-06 10:00 | 163.41 | 28 | 11.2 | 202.61
2027-12-06 11:00 | 160.08 | 27.32 | 10.93 | 198.33
2027-12-06 12:00 | 159.83 | 27.35 | 10.94 | 198.12
2027-12-06 13:00 | 159.15 | 26.55 | 10.62 | 196.32
2027-12-06 14:00 | 159.39 | 26.33 | 10.53 | 196.25
2027-12-06 15:00 | 156.21 | 26.1 | 10.44 | 192.75
2027-12-06 16:00 | 152.22 | 25.97 | 10.39 | 188.58
2027-12-06 17:00 | 152.98 | 26.03 | 10.41 | 189.42
2027-12-06 18:00 | 151.18 | 25.69 | 10.28 | 187.15
2027-12-06 19:00 | 147.3 | 24.98 | 9.99 | 182.27
2027-12-06 20:00 | 141.88 | 23.83 | 9.53 | 175.24
2027-12-06 21:00 | 138.73 | 23 | 9.2 | 170.93
2027-12-06 22:00 | 133.99 | 22.82 | 9.13 | 165.94
2027-12-06 23:00 | 130.77 | 21.74 | 8.7 | 161.21
2027-12-07 | 130.86 | 21.78 | 8.71 | 161.35
2027-12-07 01:00 | 135.28 | 21.93 | 8.77 | 165.98
2027-12-07 02:00 | 134.2 | 22.35 | 8.94 | 165.49
2027-12-07 03:00 | 136.31 | 23 | 9.2 | 168.51
2027-12-07 04:00 | 145.03 | 23.87 | 9.55 | 178.45
2027-12-07 05:00 | 157.45 | 26.43 | 10.57 | 194.45
2027-12-07 06:00 | 178.39 | 30.12 | 12.05 | 220.56
2027-12-07 07:00 | 182.93 | 30.58 | 12.23 | 225.74
2027-12-07 08:00 | 174.36 | 29.72 | 11.89 | 215.97
2027-12-07 09:00 | 173.06 | 28.9 | 11.56 | 213.52
2027-12-07 10:00 | 172.32 | 29.23 | 11.69 | 213.24
2027-12-07 11:00 | 173.85 | 28.88 | 11.55 | 214.28
2027-12-07 12:00 | 176.99 | 28.97 | 11.59 | 217.55
2027-12-07 13:00 | 173.11 | 28.68 | 11.47 | 213.26
2027-12-07 14:00 | 172.25 | 28.4 | 11.36 | 212.01
2027-12-07 15:00 | 166.91 | 28.34 | 11.34 | 206.59
2027-12-07 16:00 | 161.49 | 27.41 | 10.96 | 199.86
2027-12-07 17:00 | 157.91 | 26.57 | 10.63 | 195.11
2027-12-07 18:00 | 155.58 | 26 | 10.4 | 191.98
2027-12-07 19:00 | 151.56 | 25.28 | 10.11 | 186.95
2027-12-07 20:00 | 146.72 | 24.05 | 9.62 | 180.39
2027-12-07 21:00 | 142.89 | 23.9 | 9.56 | 176.35
2027-12-07 22:00 | 141.04 | 23.32 | 9.33 | 173.69
2027-12-07 23:00 | 137.86 | 23.17 | 9.27 | 170.3
2027-12-08 | 141.76 | 23.51 | 9.4 | 174.67
2027-12-08 01:00 | 144.67 | 24.12 | 9.65 | 178.44
2027-12-08 02:00 | 147.38 | 24.8 | 9.92 | 182.1
2027-12-08 03:00 | 152.25 | 25.72 | 10.29 | 188.26
2027-12-08 04:00 | 160.79 | 26.85 | 10.74 | 198.38
2027-12-08 05:00 | 174.48 | 28.92 | 11.57 | 214.97
2027-12-08 06:00 | 201.21 | 32.76 | 13.1 | 247.07
2027-12-08 07:00 | 200.94 | 34.45 | 13.78 | 249.17
2027-12-08 08:00 | 194.06 | 33.5 | 13.4 | 240.96
2027-12-08 09:00 | 188.85 | 32.5 | 13 | 234.35
2027-12-08 10:00 | 182.45 | 31.55 | 12.62 | 226.62
2027-12-08 11:00 | 175.5 | 29 | 11.6 | 216.1
2027-12-08 12:00 | 172.2 | 28.4 | 11.36 | 211.96
2027-12-08 13:00 | 171.02 | 27.28 | 10.91 | 209.21
2027-12-08 14:00 | 166.21 | 28.02 | 11.21 | 205.44
2027-12-08 15:00 | 172.93 | 28.38 | 11.35 | 212.66
2027-12-08 16:00 | 177.29 | 29.24 | 11.7 | 218.23
2027-12-08 17:00 | 174.3 | 29.08 | 11.63 | 215.01
2027-12-08 18:00 | 166.17 | 28.7 | 11.48 | 206.35
2027-12-08 19:00 | 163.08 | 28.02 | 11.21 | 202.31
2027-12-08 20:00 | 159 | 27.05 | 10.82 | 196.87
2027-12-08 21:00 | 157.25 | 26.83 | 10.73 | 194.81
2027-12-08 22:00 | 155.64 | 26.6 | 10.64 | 192.88
2027-12-08 23:00 | 153.75 | 26.73 | 10.69 | 191.17
2027-12-09 | 153.94 | 26.2 | 10.48 | 190.62
2027-12-09 01:00 | 153.32 | 26.52 | 10.61 | 190.45
2027-12-09 02:00 | 152.94 | 26.7 | 10.68 | 190.32
2027-12-09 03:00 | 155.71 | 27.4 | 10.96 | 194.07
2027-12-09 04:00 | 157.78 | 27.8 | 11.12 | 196.7
2027-12-09 05:00 | 162.13 | 28.36 | 11.34 | 201.83
2027-12-09 06:00 | 168.51 | 29.44 | 11.78 | 209.73
2027-12-09 07:00 | 177.97 | 30.6 | 12.24 | 220.81
2027-12-09 08:00 | 183.48 | 31.73 | 12.69 | 227.9
2027-12-09 09:00 | 185.28 | 33.25 | 13.3 | 231.83
2027-12-09 10:00 | 182.63 | 31.97 | 12.79 | 227.39
2027-12-09 11:00 | 172.73 | 30.57 | 12.23 | 215.53
2027-12-09 12:00 | 176.52 | 30.56 | 12.22 | 219.3
2027-12-09 13:00 | 171.14 | 28.44 | 11.38 | 210.96
2027-12-09 14:00 | 169.81 | 28.58 | 11.43 | 209.82
2027-12-09 15:00 | 175.14 | 29.01 | 11.6 | 215.75
2027-12-09 16:00 | 177.84 | 30.03 | 12.01 | 219.88
2027-12-09 17:00 | 178.2 | 30.47 | 12.19 | 220.86
2027-12-09 18:00 | 177.24 | 30.35 | 12.14 | 219.73
2027-12-09 19:00 | 174.01 | 30.05 | 12.02 | 216.08
2027-12-09 20:00 | 171.03 | 29.2 | 11.68 | 211.91
2027-12-09 21:00 | 168.95 | 28.8 | 11.52 | 209.27
2027-12-09 22:00 | 165.73 | 28.57 | 11.43 | 205.73
2027-12-09 23:00 | 162.61 | 28.6 | 11.44 | 202.65
2027-12-10 | 162.76 | 28.72 | 11.49 | 202.97
2027-12-10 01:00 | 162.58 | 28.32 | 11.33 | 202.23
2027-12-10 02:00 | 163.84 | 29.12 | 11.65 | 204.61
2027-12-10 03:00 | 165.86 | 29.14 | 11.66 | 206.66
2027-12-10 04:00 | 168.57 | 29.78 | 11.91 | 210.26
2027-12-10 05:00 | 169.44 | 30.45 | 12.18 | 212.07
2027-12-10 06:00 | 173.05 | 30.2 | 12.08 | 215.33
2027-12-10 07:00 | 179.01 | 31.65 | 12.66 | 223.32
2027-12-10 08:00 | 189.44 | 32.78 | 13.11 | 235.33
2027-12-10 09:00 | 194.04 | 33.95 | 13.58 | 241.57
2027-12-10 10:00 | 191.56 | 33.44 | 13.38 | 238.38
2027-12-10 11:00 | 189.58 | 32.58 | 13.03 | 235.19
2027-12-10 12:00 | 182.34 | 31.67 | 12.67 | 226.68
2027-12-10 13:00 | 183.38 | 31.27 | 12.51 | 227.16
2027-12-10 14:00 | 189.98 | 31.13 | 12.45 | 233.56
2027-12-10 15:00 | 192.35 | 31.55 | 12.62 | 236.52
2027-12-10 16:00 | 194.13 | 32.51 | 13 | 239.64
2027-12-10 17:00 | 192.96 | 34.32 | 13.73 | 241.01
2027-12-10 18:00 | 192.7 | 34.13 | 13.65 | 240.48
2027-12-10 19:00 | 188.16 | 32.97 | 13.19 | 234.32
2027-12-10 20:00 | 181.99 | 31.08 | 12.43 | 225.5
2027-12-10 21:00 | 179.45 | 30.44 | 12.18 | 222.07
2027-12-10 22:00 | 177.64 | 30.33 | 12.13 | 220.1
2027-12-10 23:00 | 172.64 | 29.83 | 11.93 | 214.4
2027-12-11 | 174.2 | 29.9 | 11.96 | 216.06
2027-12-11 01:00 | 177.53 | 29.65 | 11.86 | 219.04
2027-12-11 02:00 | 184.77 | 30.64 | 12.26 | 227.67
2027-12-11 03:00 | 192.37 | 31.41 | 12.56 | 236.34
2027-12-11 04:00 | 198.26 | 32.57 | 13.03 | 243.86
2027-12-11 05:00 | 216.25 | 35.55 | 14.22 | 266.02
2027-12-11 06:00 | 241.83 | 39.83 | 15.93 | 297.59
2027-12-11 07:00 | 240.45 | 41.75 | 16.7 | 298.9
2027-12-11 08:00 | 238.08 | 40.92 | 16.37 | 295.37
2027-12-11 09:00 | 233.84 | 39.43 | 15.77 | 289.04
2027-12-11 10:00 | 232.38 | 38.09 | 15.24 | 285.71
2027-12-11 11:00 | 224.76 | 37.03 | 14.81 | 276.6
2027-12-11 12:00 | 220.05 | 36.47 | 14.59 | 271.11
2027-12-11 13:00 | 220.04 | 36.68 | 14.67 | 271.39
2027-12-11 14:00 | 217 | 36.64 | 14.66 | 268.3
2027-12-11 15:00 | 212.57 | 36.03 | 14.41 | 263.01
2027-12-11 16:00 | 207.2 | 35.38 | 14.15 | 256.73
2027-12-11 17:00 | 205.2 | 34.98 | 13.99 | 254.17
2027-12-11 18:00 | 204.73 | 34.57 | 13.83 | 253.13
2027-12-11 19:00 | 201.27 | 34.22 | 13.69 | 249.18
2027-12-11 20:00 | 194.52 | 32.85 | 13.14 | 240.51
2027-12-11 21:00 | 190.27 | 32.68 | 13.07 | 236.02
2027-12-11 22:00 | 187.55 | 31.88 | 12.75 | 232.18
2027-12-11 23:00 | 181.41 | 31.2 | 12.48 | 225.09
2027-12-12 | 179.59 | 30.95 | 12.38 | 222.92
2027-12-12 01:00 | 182 | 31.12 | 12.45 | 225.57
2027-12-12 02:00 | 186.25 | 31.85 | 12.74 | 230.84
2027-12-12 03:00 | 191.52 | 31.9 | 12.76 | 236.18
2027-12-12 04:00 | 197.46 | 33.15 | 13.26 | 243.87
2027-12-12 05:00 | 212.51 | 35 | 14 | 261.51
2027-12-12 06:00 | 234.09 | 39.2 | 15.68 | 288.97
2027-12-12 07:00 | 235.93 | 40.25 | 16.1 | 292.28
2027-12-12 08:00 | 228.66 | 39.75 | 15.9 | 284.31
2027-12-12 09:00 | 227 | 38.2 | 15.28 | 280.48
2027-12-12 10:00 | 217.84 | 37 | 14.8 | 269.64
2027-12-12 11:00 | 210.05 | 34.75 | 13.9 | 258.7
2027-12-12 12:00 | 207.96 | 35.2 | 14.08 | 257.24
2027-12-12 13:00 | 200.01 | 33.43 | 13.37 | 246.81
2027-12-12 14:00 | 196.62 | 32.3 | 12.92 | 241.84
2027-12-12 15:00 | 197.15 | 32.54 | 13.02 | 242.71
2027-12-12 16:00 | 197.16 | 33.38 | 13.35 | 243.89
2027-12-12 17:00 | 194.5 | 33.78 | 13.51 | 241.79
2027-12-12 18:00 | 190.24 | 33.3 | 13.32 | 236.86
2027-12-12 19:00 | 185.68 | 32.45 | 12.98 | 231.11
2027-12-12 20:00 | 180.94 | 31.49 | 12.6 | 225.03
2027-12-12 21:00 | 177.68 | 30.86 | 12.34 | 220.88
2027-12-12 22:00 | 171.73 | 30.22 | 12.09 | 214.04
2027-12-12 23:00 | 169.29 | 29.35 | 11.74 | 210.38
2027-12-13 | 171.65 | 29.35 | 11.74 | 212.74
2027-12-13 01:00 | 172.38 | 29.84 | 11.94 | 214.16
2027-12-13 02:00 | 160.22 | 30.16 | 12.06 | 202.44
2027-12-13 03:00 | 163.34 | 30.92 | 12.37 | 206.63
2027-12-13 04:00 | 181.3 | 31.56 | 12.62 | 225.48
2027-12-13 05:00 | 204.36 | 33.75 | 13.5 | 251.61
2027-12-13 06:00 | 223.04 | 37.47 | 14.99 | 275.5
2027-12-13 07:00 | 207.94 | 38.25 | 15.3 | 261.49
2027-12-13 08:00 | 199.65 | 37.2 | 14.88 | 251.73
2027-12-13 09:00 | 190.79 | 36.08 | 14.43 | 241.3
2027-12-13 10:00 | 187.02 | 35.27 | 14.11 | 236.4
2027-12-13 11:00 | 188.24 | 35.05 | 14.02 | 237.31
2027-12-13 12:00 | 184.96 | 34.95 | 13.98 | 233.89
2027-12-13 13:00 | 192.92 | 34.37 | 13.75 | 241.04
2027-12-13 14:00 | 192.65 | 33.43 | 13.37 | 239.45
2027-12-13 15:00 | 179.81 | 32.2 | 12.88 | 224.89
2027-12-13 16:00 | 175.16 | 31.14 | 12.46 | 218.76
2027-12-13 17:00 | 182.8 | 30.81 | 12.32 | 225.93
2027-12-13 18:00 | 184.33 | 31.33 | 12.53 | 228.19
2027-12-13 19:00 | 179.99 | 30.57 | 12.23 | 222.79
2027-12-13 20:00 | 171.23 | 29.5 | 11.8 | 212.53
2027-12-13 21:00 | 168.3 | 28.8 | 11.52 | 208.62
2027-12-13 22:00 | 168.41 | 28.12 | 11.25 | 207.78
2027-12-13 23:00 | 159.5 | 27.81 | 11.12 | 198.43
2027-12-14 | 163.12 | 27.57 | 11.03 | 201.72
2027-12-14 01:00 | 165.32 | 27.93 | 11.17 | 204.42
2027-12-14 02:00 | 173.72 | 28.42 | 11.37 | 213.51
2027-12-14 03:00 | 178.77 | 29.8 | 11.92 | 220.49
2027-12-14 04:00 | 185.37 | 30.57 | 12.23 | 228.17
2027-12-14 05:00 | 193.62 | 32.53 | 13.01 | 239.16
2027-12-14 06:00 | 215.56 | 36.3 | 14.52 | 266.38
2027-12-14 07:00 | 214.79 | 37.2 | 14.88 | 266.87
2027-12-14 08:00 | 209.56 | 35.97 | 14.39 | 259.92
2027-12-14 09:00 | 205.97 | 34.73 | 13.89 | 254.59
2027-12-14 10:00 | 194.83 | 33.23 | 13.29 | 241.35
2027-12-14 11:00 | 192.86 | 31.45 | 12.58 | 236.89
2027-12-14 12:00 | 188 | 31.07 | 12.43 | 231.5
2027-12-14 13:00 | 187.92 | 30.44 | 12.18 | 230.54
2027-12-14 14:00 | 187.81 | 31.19 | 12.48 | 231.48
2027-12-14 15:00 | 185.15 | 31.85 | 12.74 | 229.74
2027-12-14 16:00 | 183.72 | 31.22 | 12.49 | 227.43
2027-12-14 17:00 | 181.59 | 31.32 | 12.53 | 225.44
2027-12-14 18:00 | 180.57 | 31.03 | 12.41 | 224.01
2027-12-14 19:00 | 176.84 | 30.65 | 12.26 | 219.75
2027-12-14 20:00 | 169.6 | 30.21 | 12.08 | 211.89
2027-12-14 21:00 | 167.05 | 29.84 | 11.94 | 208.83
2027-12-14 22:00 | 163.75 | 28.8 | 11.52 | 204.07
2027-12-14 23:00 | 162.2 | 28.23 | 11.29 | 201.72
2027-12-15 | 159.67 | 28.42 | 11.37 | 199.46
2027-12-15 01:00 | 162.54 | 28.7 | 11.48 | 202.72
2027-12-15 02:00 | 171.26 | 29.55 | 11.82 | 212.63
2027-12-15 03:00 | 178.95 | 30.4 | 12.16 | 221.51
2027-12-15 04:00 | 184.07 | 31.65 | 12.66 | 228.38
2027-12-15 05:00 | 196.18 | 33.88 | 13.55 | 243.61
2027-12-15 06:00 | 215.41 | 37.34 | 14.94 | 267.69
2027-12-15 07:00 | 218.61 | 39.08 | 15.63 | 273.32
2027-12-15 08:00 | 200.95 | 37.83 | 15.13 | 253.91
2027-12-15 09:00 | 196.82 | 36.24 | 14.5 | 247.56
2027-12-15 10:00 | 189.69 | 35.01 | 14 | 238.7
2027-12-15 11:00 | 184.06 | 34.27 | 13.71 | 232.04
2027-12-15 12:00 | 183.19 | 34.25 | 13.7 | 231.14
2027-12-15 13:00 | 189.81 | 33.38 | 13.35 | 236.54
2027-12-15 14:00 | 185.71 | 32.41 | 12.96 | 231.08
2027-12-15 15:00 | 184 | 32.52 | 13.01 | 229.53
2027-12-15 16:00 | 186.77 | 32.19 | 12.88 | 231.84
2027-12-15 17:00 | 185.3 | 32.29 | 12.92 | 230.51
2027-12-15 18:00 | 182.89 | 32.35 | 12.94 | 228.18
2027-12-15 19:00 | 177.25 | 31.25 | 12.5 | 221
2027-12-15 20:00 | 172.36 | 30.25 | 12.1 | 214.71
2027-12-15 21:00 | 170.97 | 29.77 | 11.91 | 212.65
2027-12-15 22:00 | 168.78 | 29.62 | 11.85 | 210.25
2027-12-15 23:00 | 168 | 29.74 | 11.9 | 209.64
2027-12-16 | 167.84 | 30.24 | 12.1 | 210.18
2027-12-16 01:00 | 168.76 | 30.03 | 12.01 | 210.8
2027-12-16 02:00 | 170.25 | 30.35 | 12.14 | 212.74
2027-12-16 03:00 | 172.39 | 30.97 | 12.39 | 215.75
2027-12-16 04:00 | 176.91 | 31.4 | 12.56 | 220.87
2027-12-16 05:00 | 179.64 | 32.38 | 12.95 | 224.97
2027-12-16 06:00 | 184.06 | 32.99 | 13.2 | 230.25
2027-12-16 07:00 | 192.71 | 33.95 | 13.58 | 240.24
2027-12-16 08:00 | 199.12 | 35.91 | 14.36 | 249.39
2027-12-16 09:00 | 203.58 | 36.8 | 14.72 | 255.1
2027-12-16 10:00 | 192.98 | 35.78 | 14.31 | 243.07
2027-12-16 11:00 | 186.11 | 33.25 | 13.3 | 232.66
2027-12-16 12:00 | 177.01 | 31.5 | 12.6 | 221.11
2027-12-16 13:00 | 169.66 | 29.77 | 11.91 | 211.34
2027-12-16 14:00 | 171.73 | 28.86 | 11.54 | 212.13
2027-12-16 15:00 | 180.33 | 30.17 | 12.07 | 222.57
2027-12-16 16:00 | 184.48 | 31.58 | 12.63 | 228.69
2027-12-16 17:00 | 188.84 | 32.08 | 12.83 | 233.75
2027-12-16 18:00 | 189.57 | 32.47 | 12.99 | 235.03
2027-12-16 19:00 | 188.6 | 32.64 | 13.06 | 234.3
2027-12-16 20:00 | 186.4 | 32.31 | 12.92 | 231.63
2027-12-16 21:00 | 186.7 | 32.32 | 12.93 | 231.95
2027-12-16 22:00 | 184.65 | 32.42 | 12.97 | 230.04
2027-12-16 23:00 | 183.16 | 32.66 | 13.06 | 228.88
2027-12-17 | 183.08 | 32.61 | 13.04 | 228.73
2027-12-17 01:00 | 182.76 | 32.73 | 13.09 | 228.58
2027-12-17 02:00 | 187.1 | 32.74 | 13.1 | 232.94
2027-12-17 03:00 | 188.42 | 33.82 | 13.53 | 235.77
2027-12-17 04:00 | 191.45 | 34.03 | 13.61 | 239.09
2027-12-17 05:00 | 194.8 | 34.48 | 13.79 | 243.07
2027-12-17 06:00 | 203.1 | 35.07 | 14.03 | 252.2
2027-12-17 07:00 | 207.58 | 36.84 | 14.74 | 259.16
2027-12-17 08:00 | 219.5 | 39.01 | 15.6 | 274.11
2027-12-17 09:00 | 225.03 | 40.14 | 16.06 | 281.23
2027-12-17 10:00 | 211.66 | 39.05 | 15.62 | 266.33
2027-12-17 11:00 | 197.37 | 35.43 | 14.17 | 246.97
2027-12-17 12:00 | 190.01 | 32.95 | 13.18 | 236.14
2027-12-17 13:00 | 180.42 | 31.45 | 12.58 | 224.45
2027-12-17 14:00 | 180.72 | 30.54 | 12.22 | 223.48
2027-12-17 15:00 | 188.35 | 31.18 | 12.47 | 232
2027-12-17 16:00 | 191.15 | 32.63 | 13.05 | 236.83
2027-12-17 17:00 | 193.04 | 33.46 | 13.38 | 239.88
2027-12-17 18:00 | 192.35 | 33.35 | 13.34 | 239.04
2027-12-17 19:00 | 190.98 | 33.42 | 13.37 | 237.77
2027-12-17 20:00 | 185.41 | 32.41 | 12.96 | 230.78
2027-12-17 21:00 | 182.79 | 31.92 | 12.77 | 227.48
2027-12-17 22:00 | 177.39 | 31.38 | 12.55 | 221.32
2027-12-17 23:00 | 175.31 | 30.82 | 12.33 | 218.46
2027-12-18 | 176.36 | 30.25 | 12.1 | 218.71
2027-12-18 01:00 | 178.44 | 31 | 12.4 | 221.84
2027-12-18 02:00 | 182.76 | 31.35 | 12.54 | 226.65
2027-12-18 03:00 | 187.14 | 31.9 | 12.76 | 231.8
2027-12-18 04:00 | 192.97 | 32.78 | 13.11 | 238.86
2027-12-18 05:00 | 207.62 | 33.99 | 13.6 | 255.21
2027-12-18 06:00 | 229.02 | 38.33 | 15.33 | 282.68
2027-12-18 07:00 | 229.19 | 39.41 | 15.76 | 284.36
2027-12-18 08:00 | 222.43 | 38.76 | 15.5 | 276.69
2027-12-18 09:00 | 218.42 | 38.09 | 15.24 | 271.75
2027-12-18 10:00 | 213.68 | 36.08 | 14.43 | 264.19
2027-12-18 11:00 | 211.64 | 35.75 | 14.3 | 261.69
2027-12-18 12:00 | 208.94 | 35.5 | 14.2 | 258.64
2027-12-18 13:00 | 204.26 | 34.08 | 13.63 | 251.97
2027-12-18 14:00 | 198.01 | 33.13 | 13.25 | 244.39
2027-12-18 15:00 | 194.03 | 32.97 | 13.19 | 240.19
2027-12-18 16:00 | 188.75 | 32.61 | 13.04 | 234.4
2027-12-18 17:00 | 186.47 | 33.11 | 13.24 | 232.82
2027-12-18 18:00 | 183.82 | 32.64 | 13.06 | 229.52
2027-12-18 19:00 | 179.14 | 31.77 | 12.71 | 223.62
2027-12-18 20:00 | 172.96 | 30.8 | 12.32 | 216.08
2027-12-18 21:00 | 167.82 | 29.62 | 11.85 | 209.29
2027-12-18 22:00 | 162.95 | 28.78 | 11.51 | 203.24
2027-12-18 23:00 | 158.09 | 28.02 | 11.21 | 197.32
2027-12-19 | 159.34 | 27.5 | 11 | 197.84
2027-12-19 01:00 | 159.27 | 28.05 | 11.22 | 198.54
2027-12-19 02:00 | 162.78 | 28.68 | 11.47 | 202.93
2027-12-19 03:00 | 167.71 | 29.22 | 11.69 | 208.62
2027-12-19 04:00 | 174.11 | 29.88 | 11.95 | 215.94
2027-12-19 05:00 | 188.6 | 32 | 12.8 | 233.4
2027-12-19 06:00 | 207.21 | 35.4 | 14.16 | 256.77
2027-12-19 07:00 | 208.39 | 36.17 | 14.47 | 259.03
2027-12-19 08:00 | 200.33 | 35.08 | 14.03 | 249.44
2027-12-19 09:00 | 195.26 | 33.02 | 13.21 | 241.49
2027-12-19 10:00 | 189.81 | 32.25 | 12.9 | 234.96
2027-12-19 11:00 | 185.6 | 32.68 | 13.07 | 231.35
2027-12-19 12:00 | 178.57 | 31.25 | 12.5 | 222.32
2027-12-19 13:00 | 176.38 | 30.1 | 12.04 | 218.52
2027-12-19 14:00 | 177.42 | 30.15 | 12.06 | 219.63
2027-12-19 15:00 | 172.13 | 29.72 | 11.89 | 213.74
2027-12-19 16:00 | 169.38 | 29.09 | 11.64 | 210.11
2027-12-19 17:00 | 167.94 | 28.81 | 11.52 | 208.27
2027-12-19 18:00 | 167.91 | 28.58 | 11.43 | 207.92
2027-12-19 19:00 | 163.02 | 26.38 | 10.55 | 199.95
2027-12-19 20:00 | 157.92 | 26.05 | 10.42 | 194.39
2027-12-19 21:00 | 154.67 | 26.02 | 10.41 | 191.1
2027-12-19 22:00 | 150.02 | 26.15 | 10.46 | 186.63
2027-12-19 23:00 | 146.65 | 25.85 | 10.34 | 182.84
2027-12-20 | 145.97 | 25.75 | 10.3 | 182.02
2027-12-20 01:00 | 146.98 | 25.3 | 10.12 | 182.4
2027-12-20 02:00 | 149.2 | 25.75 | 10.3 | 185.25
2027-12-20 03:00 | 153.78 | 26.22 | 10.49 | 190.49
2027-12-20 04:00 | 158.95 | 26.66 | 10.66 | 196.27
2027-12-20 05:00 | 171.29 | 28.4 | 11.36 | 211.05
2027-12-20 06:00 | 192.03 | 32.72 | 13.09 | 237.84
2027-12-20 07:00 | 190.42 | 32.95 | 13.18 | 236.55
2027-12-20 08:00 | 182.34 | 32 | 12.8 | 227.14
2027-12-20 09:00 | 181.5 | 31.05 | 12.42 | 224.97
2027-12-20 10:00 | 178.74 | 30.5 | 12.2 | 221.44
2027-12-20 11:00 | 175.74 | 29.83 | 11.93 | 217.5
2027-12-20 12:00 | 172.33 | 29.71 | 11.88 | 213.92
2027-12-20 13:00 | 163.1 | 28.97 | 11.59 | 203.66
2027-12-20 14:00 | 170.75 | 28.68 | 11.47 | 210.9
2027-12-20 15:00 | 165.53 | 28.34 | 11.34 | 205.21
2027-12-20 16:00 | 162.38 | 27.58 | 11.03 | 200.99
2027-12-20 17:00 | 160.59 | 26.92 | 10.77 | 198.28
2027-12-20 18:00 | 160.72 | 26.65 | 10.66 | 198.03
2027-12-20 19:00 | 155.11 | 26.08 | 10.43 | 191.62
2027-12-20 20:00 | 150.13 | 24.6 | 9.84 | 184.57
2027-12-20 21:00 | 145.92 | 24.2 | 9.68 | 179.8
2027-12-20 22:00 | 142.19 | 23.8 | 9.52 | 175.51
2027-12-20 23:00 | 138.95 | 23.65 | 9.46 | 172.06
2027-12-21 | 141.13 | 23.45 | 9.38 | 173.96
2027-12-21 01:00 | 142.69 | 24.07 | 9.63 | 176.39
2027-12-21 02:00 | 145.69 | 24.66 | 9.86 | 180.21
2027-12-21 03:00 | 149.22 | 25.07 | 10.03 | 184.32
2027-12-21 04:00 | 153.93 | 26.07 | 10.43 | 190.43
2027-12-21 05:00 | 166.47 | 28.01 | 11.2 | 205.68
2027-12-21 06:00 | 186.33 | 31.29 | 12.52 | 230.14
2027-12-21 07:00 | 185.17 | 32.13 | 12.85 | 230.15
2027-12-21 08:00 | 174.73 | 31.75 | 12.7 | 219.18
2027-12-21 09:00 | 173.93 | 30.98 | 12.39 | 217.3
2027-12-21 10:00 | 169.16 | 30.07 | 12.03 | 211.26
2027-12-21 11:00 | 165.03 | 29.7 | 11.88 | 206.61
2027-12-21 12:00 | 162 | 28.82 | 11.53 | 202.35
2027-12-21 13:00 | 165.6 | 28.16 | 11.26 | 205.02
2027-12-21 14:00 | 168.23 | 28.17 | 11.27 | 207.67
2027-12-21 15:00 | 165.81 | 27.48 | 10.99 | 204.28
2027-12-21 16:00 | 159.25 | 27.37 | 10.95 | 197.57
2027-12-21 17:00 | 159.82 | 27.35 | 10.94 | 198.11
2027-12-21 18:00 | 157.92 | 27 | 10.8 | 195.72
2027-12-21 19:00 | 155.33 | 26.8 | 10.72 | 192.85
2027-12-21 20:00 | 149.37 | 25.3 | 10.12 | 184.79
2027-12-21 21:00 | 146.63 | 24.92 | 9.97 | 181.52
2027-12-21 22:00 | 146.21 | 24.6 | 9.84 | 180.65
2027-12-21 23:00 | 143.71 | 24.53 | 9.81 | 178.05
2027-12-22 | 145.07 | 24.53 | 9.81 | 179.41
2027-12-22 01:00 | 145.87 | 25.18 | 10.07 | 181.12
2027-12-22 02:00 | 149.21 | 25.57 | 10.23 | 185.01
2027-12-22 03:00 | 153.45 | 26.42 | 10.57 | 190.44
2027-12-22 04:00 | 158.48 | 27.15 | 10.86 | 196.49
2027-12-22 05:00 | 169.92 | 29 | 11.6 | 210.52
2027-12-22 06:00 | 185.56 | 31.88 | 12.75 | 230.19
2027-12-22 07:00 | 188.97 | 32.62 | 13.05 | 234.64
2027-12-22 08:00 | 188.49 | 32.52 | 13.01 | 234.02
2027-12-22 09:00 | 189.76 | 32.78 | 13.11 | 235.65
2027-12-22 10:00 | 185.28 | 31.82 | 12.73 | 229.83
2027-12-22 11:00 | 176.01 | 30.03 | 12.01 | 218.05
2027-12-22 12:00 | 173.72 | 29.4 | 11.76 | 214.88
2027-12-22 13:00 | 169.13 | 28.92 | 11.57 | 209.62
2027-12-22 14:00 | 166.21 | 28.31 | 11.32 | 205.84
2027-12-22 15:00 | 166.47 | 28.44 | 11.38 | 206.29
2027-12-22 16:00 | 164.92 | 28.05 | 11.22 | 204.19
2027-12-22 17:00 | 162.19 | 27.52 | 11.01 | 200.72
2027-12-22 18:00 | 159.36 | 27.18 | 10.87 | 197.41
2027-12-22 19:00 | 155.12 | 26.42 | 10.57 | 192.11
2027-12-22 20:00 | 151.54 | 25.42 | 10.17 | 187.13
2027-12-22 21:00 | 149.46 | 25.28 | 10.11 | 184.85
2027-12-22 22:00 | 146.67 | 24.95 | 9.98 | 181.6
2027-12-22 23:00 | 144.17 | 24.5 | 9.8 | 178.47
2027-12-23 | 142.07 | 24.15 | 9.66 | 175.88
2027-12-23 01:00 | 143.02 | 24.78 | 9.91 | 177.71
2027-12-23 02:00 | 142.54 | 24.82 | 9.93 | 177.29
2027-12-23 03:00 | 143.96 | 24.93 | 9.97 | 178.86
2027-12-23 04:00 | 146 | 24.97 | 9.99 | 180.96
2027-12-23 05:00 | 148.53 | 25.47 | 10.19 | 184.19
2027-12-23 06:00 | 153.17 | 25.93 | 10.37 | 189.47
2027-12-23 07:00 | 159.04 | 27.32 | 10.93 | 197.29
2027-12-23 08:00 | 164.41 | 28.5 | 11.4 | 204.31
2027-12-23 09:00 | 166.2 | 29.18 | 11.67 | 207.05
2027-12-23 10:00 | 165.79 | 28.48 | 11.39 | 205.66
2027-12-23 11:00 | 162.36 | 27.9 | 11.16 | 201.42
2027-12-23 12:00 | 159.78 | 27.47 | 10.99 | 198.24
2027-12-23 13:00 | 156.16 | 26.5 | 10.6 | 193.26
2027-12-23 14:00 | 152.8 | 25.88 | 10.35 | 189.03
2027-12-23 15:00 | 152.5 | 25.25 | 10.1 | 187.85
2027-12-23 16:00 | 152.27 | 25.14 | 10.06 | 187.47
2027-12-23 17:00 | 153.03 | 25.5 | 10.2 | 188.73
2027-12-23 18:00 | 152.37 | 25.61 | 10.24 | 188.22
2027-12-23 19:00 | 150.66 | 25.37 | 10.15 | 186.18
2027-12-23 20:00 | 145.92 | 24.65 | 9.86 | 180.43
2027-12-23 21:00 | 144.93 | 23.98 | 9.59 | 178.5
2027-12-23 22:00 | 144.67 | 23.72 | 9.49 | 177.88
2027-12-23 23:00 | 138.1 | 23.08 | 9.23 | 170.41
2027-12-24 | 137.63 | 22.79 | 9.12 | 169.54
2027-12-24 01:00 | 134.68 | 23.17 | 9.27 | 167.12
2027-12-24 02:00 | 136.5 | 23.23 | 9.29 | 169.02
2027-12-24 03:00 | 136.56 | 22.91 | 9.16 | 168.63
2027-12-24 04:00 | 136.32 | 23.13 | 9.25 | 168.7
2027-12-24 05:00 | 140.04 | 23.58 | 9.43 | 173.05
2027-12-24 06:00 | 144.88 | 24.07 | 9.63 | 178.58
2027-12-24 07:00 | 150.12 | 25.05 | 10.02 | 185.19
2027-12-24 08:00 | 158.24 | 26.99 | 10.8 | 196.03
2027-12-24 09:00 | 165.18 | 28.1 | 11.24 | 204.52
2027-12-24 10:00 | 164.93 | 28 | 11.2 | 204.13
2027-12-24 11:00 | 164.71 | 27.92 | 11.17 | 203.8
2027-12-24 12:00 | 164.06 | 27.98 | 11.19 | 203.23
2027-12-24 13:00 | 161.37 | 27.12 | 10.85 | 199.34
2027-12-24 14:00 | 157.89 | 26.36 | 10.54 | 194.79
2027-12-24 15:00 | 155.36 | 26.17 | 10.47 | 192
2027-12-24 16:00 | 153.29 | 25.43 | 10.17 | 188.89
2027-12-24 17:00 | 148.84 | 24.66 | 9.86 | 183.36
2027-12-24 18:00 | 148.07 | 24.57 | 9.83 | 182.47
2027-12-24 19:00 | 150.9 | 25.17 | 10.07 | 186.14
2027-12-24 20:00 | 142.1 | 24.63 | 9.85 | 176.58
2027-12-24 21:00 | 138.98 | 23.35 | 9.34 | 171.67
2027-12-24 22:00 | 137.93 | 23.17 | 9.27 | 170.37
2027-12-24 23:00 | 138.07 | 22.98 | 9.19 | 170.24
2027-12-25 | 139.66 | 23.12 | 9.25 | 172.03
2027-12-25 01:00 | 137.79 | 23.06 | 9.22 | 170.07
2027-12-25 02:00 | 139.66 | 23.04 | 9.22 | 171.92
2027-12-25 03:00 | 141.9 | 23.45 | 9.38 | 174.73
2027-12-25 04:00 | 145.4 | 24.51 | 9.8 | 179.71
2027-12-25 05:00 | 152.15 | 25.32 | 10.13 | 187.6
2027-12-25 06:00 | 158.59 | 26.98 | 10.79 | 196.36
2027-12-25 07:00 | 160.34 | 27.47 | 10.99 | 198.8
2027-12-25 08:00 | 162.5 | 28.03 | 11.21 | 201.74
2027-12-25 09:00 | 167.79 | 29 | 11.6 | 208.39
2027-12-25 10:00 | 168.74 | 29.04 | 11.62 | 209.4
2027-12-25 11:00 | 168.83 | 28.81 | 11.52 | 209.16
2027-12-25 12:00 | 165.79 | 28.25 | 11.3 | 205.34
2027-12-25 13:00 | 160.55 | 27.12 | 10.85 | 198.52
2027-12-25 14:00 | 158.76 | 26.78 | 10.71 | 196.25
2027-12-25 15:00 | 156.85 | 26.12 | 10.45 | 193.42
2027-12-25 16:00 | 153.01 | 25.7 | 10.28 | 188.99
2027-12-25 17:00 | 150.59 | 25.43 | 10.17 | 186.19
2027-12-25 18:00 | 151.37 | 25.34 | 10.14 | 186.85
2027-12-25 19:00 | 149.01 | 25.53 | 10.21 | 184.75
2027-12-25 20:00 | 145 | 24.73 | 9.89 | 179.62
2027-12-25 21:00 | 142.14 | 23.97 | 9.59 | 175.7
2027-12-25 22:00 | 139.87 | 23.68 | 9.47 | 173.02
2027-12-25 23:00 | 139.22 | 23.34 | 9.34 | 171.9
2027-12-26 | 139.95 | 23.5 | 9.4 | 172.85
2027-12-26 01:00 | 141.92 | 23.73 | 9.49 | 175.14
2027-12-26 02:00 | 145.06 | 24.4 | 9.76 | 179.22
2027-12-26 03:00 | 148.47 | 25.08 | 10.03 | 183.58
2027-12-26 04:00 | 153.01 | 25.76 | 10.3 | 189.07
2027-12-26 05:00 | 162.15 | 27.44 | 10.98 | 200.57
2027-12-26 06:00 | 170.47 | 28.8 | 11.52 | 210.79
2027-12-26 07:00 | 175.33 | 30.06 | 12.02 | 217.41
2027-12-26 08:00 | 179.42 | 31.28 | 12.51 | 223.21
2027-12-26 09:00 | 186.94 | 32.12 | 12.85 | 231.91
2027-12-26 10:00 | 187.29 | 32.35 | 12.94 | 232.58
2027-12-26 11:00 | 186.82 | 32.05 | 12.82 | 231.69
2027-12-26 12:00 | 184.36 | 31.3 | 12.52 | 228.18
2027-12-26 13:00 | 179.28 | 30.52 | 12.21 | 222.01
2027-12-26 14:00 | 174.24 | 29.26 | 11.7 | 215.2
2027-12-26 15:00 | 170.98 | 28.69 | 11.48 | 211.15
2027-12-26 16:00 | 169.24 | 28.3 | 11.32 | 208.86
2027-12-26 17:00 | 167.08 | 27.93 | 11.17 | 206.18
2027-12-26 18:00 | 165.55 | 27.95 | 11.18 | 204.68
2027-12-26 19:00 | 164.58 | 28 | 11.2 | 203.78
2027-12-26 20:00 | 161.14 | 27.16 | 10.86 | 199.16
2027-12-26 21:00 | 158.64 | 26.74 | 10.7 | 196.08
2027-12-26 22:00 | 156.2 | 26.43 | 10.57 | 193.2
2027-12-26 23:00 | 153.3 | 26.02 | 10.41 | 189.73
2027-12-27 | 154.21 | 25.8 | 10.32 | 190.33
2027-12-27 01:00 | 156.39 | 26.52 | 10.61 | 193.52
2027-12-27 02:00 | 157.22 | 27.03 | 10.81 | 195.06
2027-12-27 03:00 | 159.03 | 27.53 | 11.01 | 197.57
2027-12-27 04:00 | 160.86 | 27.78 | 11.11 | 199.75
2027-12-27 05:00 | 168.14 | 29.28 | 11.71 | 209.13
2027-12-27 06:00 | 179.49 | 29.98 | 11.99 | 221.46
2027-12-27 07:00 | 182.33 | 31.28 | 12.51 | 226.12
2027-12-27 08:00 | 179.65 | 31.64 | 12.66 | 223.95
2027-12-27 09:00 | 187.89 | 32.26 | 12.9 | 233.05
2027-12-27 10:00 | 189.45 | 32.37 | 12.95 | 234.77
2027-12-27 11:00 | 187.42 | 31 | 12.4 | 230.82
2027-12-27 12:00 | 185.2 | 30.26 | 12.1 | 227.56
2027-12-27 13:00 | 182.2 | 30.14 | 12.06 | 224.4
2027-12-27 14:00 | 177.66 | 29.76 | 11.9 | 219.32
2027-12-27 15:00 | 176.5 | 29.47 | 11.79 | 217.76
2027-12-27 16:00 | 172.91 | 29.22 | 11.69 | 213.82
2027-12-27 17:00 | 169.31 | 28.86 | 11.54 | 209.71
2027-12-27 18:00 | 166.15 | 28.57 | 11.43 | 206.15
2027-12-27 19:00 | 163.42 | 27.62 | 11.05 | 202.09
2027-12-27 20:00 | 157.01 | 27.13 | 10.85 | 194.99
2027-12-27 21:00 | 153.99 | 26.35 | 10.54 | 190.88
2027-12-27 22:00 | 149.68 | 25.5 | 10.2 | 185.38
2027-12-27 23:00 | 146.64 | 24.9 | 9.96 | 181.5
2027-12-28 | 148.28 | 25.17 | 10.07 | 183.52
2027-12-28 01:00 | 157.16 | 26.13 | 10.45 | 193.74
2027-12-28 02:00 | 160.48 | 26.7 | 10.68 | 197.86
2027-12-28 03:00 | 161.47 | 27.69 | 11.08 | 200.24
2027-12-28 04:00 | 165.52 | 28.53 | 11.41 | 205.46
2027-12-28 05:00 | 174.45 | 30.31 | 12.12 | 216.88
2027-12-28 06:00 | 186.11 | 32.2 | 12.88 | 231.19
2027-12-28 07:00 | 191.61 | 33.29 | 13.32 | 238.22
2027-12-28 08:00 | 193.3 | 33.97 | 13.59 | 240.86
2027-12-28 09:00 | 194.26 | 34.57 | 13.83 | 242.66
2027-12-28 10:00 | 186.5 | 33.65 | 13.46 | 233.61
2027-12-28 11:00 | 174.47 | 31.92 | 12.77 | 219.16
2027-12-28 12:00 | 169.08 | 29.33 | 11.73 | 210.14
2027-12-28 13:00 | 162.75 | 29.4 | 11.76 | 203.91
2027-12-28 14:00 | 169.92 | 28.7 | 11.48 | 210.1
2027-12-28 15:00 | 168.37 | 28.6 | 11.44 | 208.41
2027-12-28 16:00 | 171.37 | 29.05 | 11.62 | 212.04
2027-12-28 17:00 | 170.78 | 29.47 | 11.79 | 212.04
2027-12-28 18:00 | 170.05 | 29.5 | 11.8 | 211.35
2027-12-28 19:00 | 167.38 | 29.25 | 11.7 | 208.33
2027-12-28 20:00 | 162.49 | 28.83 | 11.53 | 202.85
2027-12-28 21:00 | 159.9 | 27.89 | 11.16 | 198.95
2027-12-28 22:00 | 158.12 | 27.21 | 10.88 | 196.21
2027-12-28 23:00 | 156.33 | 26.9 | 10.76 | 193.99
2027-12-29 | 158.14 | 27.15 | 10.86 | 196.15
2027-12-29 01:00 | 157.18 | 27.25 | 10.9 | 195.33
2027-12-29 02:00 | 160.51 | 27.65 | 11.06 | 199.22
2027-12-29 03:00 | 164.98 | 28.43 | 11.37 | 204.78
2027-12-29 04:00 | 169.04 | 29.1 | 11.64 | 209.78
2027-12-29 05:00 | 176.61 | 30.69 | 12.28 | 219.58
2027-12-29 06:00 | 187.67 | 32.77 | 13.11 | 233.55
2027-12-29 07:00 | 195.32 | 33.86 | 13.54 | 242.72
2027-12-29 08:00 | 197.55 | 34.92 | 13.97 | 246.44
2027-12-29 09:00 | 201.32 | 35.25 | 14.1 | 250.67
2027-12-29 10:00 | 196.54 | 34.73 | 13.89 | 245.16
2027-12-29 11:00 | 184.12 | 33.31 | 13.32 | 230.75
2027-12-29 12:00 | 174.98 | 30.14 | 12.06 | 217.18
2027-12-29 13:00 | 171.33 | 29.05 | 11.62 | 212
2027-12-29 14:00 | 167.64 | 28.12 | 11.25 | 207.01
2027-12-29 15:00 | 171.81 | 28.08 | 11.23 | 211.12
2027-12-29 16:00 | 174.22 | 28.9 | 11.56 | 214.68
2027-12-29 17:00 | 176.42 | 29.33 | 11.73 | 217.48
2027-12-29 18:00 | 178.28 | 29.6 | 11.84 | 219.72
2027-12-29 19:00 | 175.26 | 29.77 | 11.91 | 216.94
2027-12-29 20:00 | 172.09 | 29.37 | 11.75 | 213.21
2027-12-29 21:00 | 172.43 | 29.11 | 11.64 | 213.18
2027-12-29 22:00 | 169.22 | 29.22 | 11.69 | 210.13
2027-12-29 23:00 | 168.19 | 29.08 | 11.63 | 208.9
2027-12-30 | 167.25 | 28.95 | 11.58 | 207.78
2027-12-30 01:00 | 168.01 | 29.34 | 11.74 | 209.09
2027-12-30 02:00 | 168.12 | 29.8 | 11.92 | 209.84
2027-12-30 03:00 | 169.74 | 30.1 | 12.04 | 211.88
2027-12-30 04:00 | 172.91 | 30.54 | 12.22 | 215.67
2027-12-30 05:00 | 175.77 | 30.8 | 12.32 | 218.89
2027-12-30 06:00 | 178.92 | 31.6 | 12.64 | 223.16
2027-12-30 07:00 | 182.68 | 31.94 | 12.78 | 227.4
2027-12-30 08:00 | 188.28 | 33.18 | 13.27 | 234.73
2027-12-30 09:00 | 191.95 | 33.99 | 13.6 | 239.54
2027-12-30 10:00 | 187.64 | 34.07 | 13.63 | 235.34
2027-12-30 11:00 | 182.74 | 32.89 | 13.16 | 228.79
2027-12-30 12:00 | 181.65 | 31.59 | 12.64 | 225.88
2027-12-30 13:00 | 180.54 | 30.73 | 12.29 | 223.56
2027-12-30 14:00 | 178.66 | 30.58 | 12.23 | 221.47
2027-12-30 15:00 | 178.05 | 30.4 | 12.16 | 220.61
2027-12-30 16:00 | 179.21 | 30.25 | 12.1 | 221.56
2027-12-30 17:00 | 178.28 | 30.23 | 12.09 | 220.6
2027-12-30 18:00 | 176.99 | 30.34 | 12.14 | 219.47
2027-12-30 19:00 | 172.84 | 30.1 | 12.04 | 214.98
2027-12-30 20:00 | 168.72 | 29.05 | 11.62 | 209.39
2027-12-30 21:00 | 166.22 | 27.95 | 11.18 | 205.35
2027-12-30 22:00 | 163.6 | 28.05 | 11.22 | 202.87
2027-12-30 23:00 | 161.85 | 27.95 | 11.18 | 200.98
2027-12-31 | 159.44 | 27.75 | 11.1 | 198.29
2027-12-31 01:00 | 158.5 | 28.2 | 11.28 | 197.98
2027-12-31 02:00 | 157.01 | 28.25 | 11.3 | 196.56
2027-12-31 03:00 | 158.15 | 27.93 | 11.17 | 197.25
2027-12-31 04:00 | 158.26 | 27.94 | 11.18 | 197.38
2027-12-31 05:00 | 160.64 | 28.5 | 11.4 | 200.54
2027-12-31 06:00 | 164.29 | 29.03 | 11.61 | 204.93
2027-12-31 07:00 | 168.83 | 29.1 | 11.64 | 209.57
2027-12-31 08:00 | 173.73 | 30.48 | 12.19 | 216.4
2027-12-31 09:00 | 181.24 | 31.62 | 12.65 | 225.51
2027-12-31 10:00 | 183.81 | 32.12 | 12.85 | 228.78
2027-12-31 11:00 | 185.87 | 31.88 | 12.75 | 230.5
2027-12-31 12:00 | 183.53 | 31.78 | 12.71 | 228.02
2027-12-31 13:00 | 176.91 | 31.14 | 12.46 | 220.51
2027-12-31 14:00 | 170.05 | 29.53 | 11.81 | 211.39
2027-12-31 15:00 | 173.66 | 29.27 | 11.71 | 214.64
2027-12-31 16:00 | 174.1 | 29.87 | 11.95 | 215.92
2027-12-31 17:00 | 166.65 | 28.74 | 11.5 | 206.89
2027-12-31 18:00 | 158.41 | 26.61 | 10.64 | 195.66
2027-12-31 19:00 | 158.87 | 26.77 | 10.71 | 196.35
2027-12-31 20:00 | 156.15 | 26.94 | 10.78 | 193.87
2027-12-31 21:00 | 153.27 | 26.13 | 10.45 | 189.85
2027-12-31 22:00 | 149.41 | 25.81 | 10.32 | 185.54
2027-12-31 23:00 | 147.7 | 25.29 | 10.12 | 183.11

## Electricity demand (hidden)
159.6164
151.8667
140.3763
126.6879
113.1391
103.0616
98.6075
101.0036
114.8713
143.694
180.0519
212.7673
234.0449
244.0124
244.9225
248.7673
273.8197
319.4866
317.1032
283.8872
255.1711
228.471
197.748
165.6643
138.7581
120.9194
109.3133
100.5432
94.7811
96.3788
112.9609
138.9175
156.9905
173.5645
187.1112
196.9756
206.4581
211.8763
214.7937
222.5849
262.4555
344.0511
357.6311
311.7283
270.8958
240.5368
204.1625
165.8152
139.502
123.47
112.5424
105.2466
98.0467
99.9644
128.0022
160.6625
163.3773
163.0959
164.5334
168.017
172.7592
173.0807
177.2035
189.0566
239.767
332.7579
347.2326
304.1247
268.2397
239.5757
203.7887
165.9157
137.5692
120.1703
113.2601
105.1594
99.1466
101.1037
130.8175
166.0776
168.8076
171.3966
175.0124
182.8591
190.4346
188.9338
192.7927
204.3926
249.1981
333.799
346.9455
305.317
268.6186
241.22
204.8713
165.7198
139.8306
123.4988
114.2286
106.5791
101.2725
103.6798
132.2843
167.9493
168.9538
165.9318
165.5463
168.6686
175.0832
175.8429
181.2175
195.6524
240.4524
323.5989
337.0712
298.6848
264.2235
238.4177
203.4413
165.2751
138.3488
121.7879
112.8835
108.787
102.4106
103.3658
132.9415
168.7229
173.7499
177.9934
181.7809
187.7058
196.9721
199.3585
195.6842
204.2994
242.9179
312.7885
327.1297
288.3091
250.1356
227.844
205.7158
179.7798
158.6017
137.2045
118.8637
107.8427
100.8233
97.5613
103.0522
125.5646
167.0743
204.8379
225.5016
238.97
245.1823
246.3035
248.7469
253.5604
274.0166
321.8949
331.8191
290.867
252.9062
229.8724
207.8041
183.7671
159.9077
142.4373
127.2083
117.1474
105.2699
98.4849
102.1099
121.1269
160.2432
205.07
231.7094
247.0433
259.4879
259.3831
262.1268
265.1972
294.2857
357.63
365.6918
319.3263
277.0959
247.4067
207.9362
168.2616
138.3858
122.8668
113.4489
107.6528
99.9136
101.4409
133.5273
169.0151
165.6821
162.4862
163.5726
170.6331
178.9598
180.6639
183.2244
193.0007
239.6365
330.0479
347.7445
307.1384
270.1863
241.6622
206.3106
165.9123
136.3392
120.0531
109.9912
103.137
97.4689
101.1009
133.5715
169.3758
166.6222
161.2929
158.3576
160.0054
163.3509
162.9984
170.8621
189.6953
235.3766
321.2545
336.6822
298.4145
264.2502
237.9796
202.5496
163.7736
136.9811
123.2403
117.1109
109.8566
101.601
103.0494
135.2291
172.0146
171.9191
169.9913
169.415
171.0598
174.5208
173.9795
177.4501
190.0203
231.002
317.2382
335.0047
298.5301
264.0917
238.5314
202.9477
163.0658
137.2322
124.6189
115.572
108.9774
100.3505
102.2698
134.729
171.0047
171.2404
167.6503
167.5238
171.4519
179.4312
179.7171
184.1232
195.2736
236.0954
313.9803
329.2232
293.3334
260.3193
235.0574
200.9159
163.7733
137.5464
124.5423
117.2017
106.0969
98.2813
101.352
133.0338
170.5446
172.5111
169.3145
168.0106
172.9182
180.3808
183.3767
190.0674
203.0533
241.192
306.1877
317.2732
278.8346
244.8297
222.2349
197.9487
172.0795
150.2936
132.5967
119.0531
109.5686
101.3375
98.0819
104.7743
130.2225
174.9358
211.3914
227.7171
234.8351
239.5472
238.406
237.04
241.9412
267.5311
319.384
326.322
286.8886
249.9577
225.8752
202.8533
176.2408
153.3395
134.4007
120.5895
113.2022
106.7454
103.4227
105.2783
125.5033
168.9643
215.4755
238.2852
250.3338
258.5672
261.3437
259.3945
268.4964
303.1286
369.9755
376.2258
325.1334
286.4099
251.2754
210.1463
166.4972
141.2984
124.2162
112.6363
104.2452
99.2053
103.4413
136.7773
173.0065
171.4565
165.7871
163.726
166.952
171.7735
172.9874
175.9329
190.3411
237.65
332.3603
350.165
308.5066
271.1248
243.3705
203.2221
162.9414
137.2687
123.0453
113.481
106.7852
100.3307
103.8924
137.4889
174.0884
173.9025
171.5516
171.8408
174.7599
179.7822
179.6394
187.1206
198.3845
239.2319
326.0995
343.6279
304.9101
272.0643
243.7169
207.0707
166.4867
142.0918
127.442
116.6296
107.7232
100.9179
104.6693
137.9893
174.3655
172.7621
168.3475
166.1181
168.4292
173.3727
174.3665
178.9992
190.8365
231.9542
320.7642
337.8233
299.9665
265.4288
240.4972
204.5219
165.4141
143.2814
128.7345
116.908
107.4463
101.5304
105.2229
139.285
175.9026
175.805
173.8222
174.0008
178.0669
184.0693
183.6668
189.5522
204.2648
243.186
317.7478
332.4185
295.8738
266.3626
241.044
209.1378
172.7081
142.6345
126.3479
115.2797
105.8774
100.312
104.1627
136.5433
173.9097
176.5421
173.4226
172.1917
173.9567
177.8603
177.7337
181.4056
191.503
232.3113
301.8165
315.3095
278.7923
242.7684
220.8517
198.2494
173.1398
150.8132
132.4409
119.7431
112.615
106.0729
102.5535
109.431
134.9934
180.3419
217.0651
232.0707
238.1098
242.1416
240.3122
232.7841
230.5595
252.5409
313.7448
325.7576
285.9234
251.3003
226.7825
203.8827
179.5241
158.1228
139.4722
126.6974
118.5229
111.5547
107.9064
110.9936
131.4625
176.5535
219.8697
241.4442
252.6997
259.8756
257.5333
254.779
260.5304
288.704
360.1254
368.0961
320.3891
280.8109
249.1894
209.2026
169.9024
145.701
130.2953
119.0451
110.6186
104.1458
107.1081
139.5048
175.8834
174.5041
170.7615
170.0366
173.6872
179.1854
179.6331
184.0045
196.7649
240.3339
333.3151
351.7073
310.4425
275.634
245.691
206.4967
165.7866
137.9866
122.2415
117.432
109.3964
102.6718
105.9234
139.1403
174.8452
173.286
168.2267
166.7769
169.2043
173.727
172.8988
176.523
186.5746
224.8952
318.3182
341.2858
303.7847
268.4451
240.0399
204.2325
166.1643
140.4319
125.4804
117.9108
110.7425
104.4783
106.9136
140.0158
176.7173
176.1195
173.5303
173.4079
177.4498
182.0576
182.2717
187.2953
199.7851
241.3875
330.7918
337.7545
300.5132
268.8303
243.4373
207.1424
172.8783
151.3381
134.1294
118.5666
107.6457
102.2252
106.2607
140.1644
176.1086
175.7874
172.9965
172.0665
174.4587
177.795
177.267
184.6056
192.9447
230.2998
311.268
326.538
292.9923
260.5583
236.311
206.416
171.4997
146.5399
127.676
114.1936
105.7408
101.082
105.8823
138.4415
175.652
177.7233
175.4797
173.4562
175.4334
178.2479
177.4874
180.1214
188.298
222.9155
304.503
311.8138
277.8688
246.704
222.7548
200.6164
173.9996
151.5611
134.1088
121.3375
113.2004
107.017
104.3533
111.3477
139.0975
186.2487
221.1687
236.53
241.7608
243.9545
244.1524
244.2425
248.213
266.8211
318.3035
326.7742
285.1486
250.1152
225.9055
202.031
177.2727
157.5622
138.6754
124.1376
113.8529
106.091
102.976
106.9614
130.3064
177.4678
219.2433
240.5909
250.688
257.8039
256.4184
256.3779
259.6621
285.3622
357.6449
370.3098
321.4796
283.9833
252.0253
214.6554
177.6042
147.9014
133.4454
120.3231
110.9082
102.7738
105.0372
137.1681
174.0247
172.4441
170.3744
170.065
175.3746
179.4228
178.7054
182.7929
194.9401
231.372
323.9278
354.0349
313.5737
272.3493
242.0976
203.8429
165.5076
141.4451
125.5731
113.4639
104.8827
100.2027
105.112
139.3618
175.6092
172.8918
169.4658
169.4335
171.2806
176.1846
177.6103
180.7385
189.2569
226.0844
319.7277
341.5185
303.9032
267.9123
240.2483
202.3144
163.9623
137.4777
124.3318
115.1012
107.264
103.2014
105.6361
139.7948
176.6328
172.9226
167.735
165.2077
167.3909
171.7446
177.8819
180.2808
190.3349
225.4013
312.3583
336.6053
299.84
264.2674
237.3716
200.3957
162.6038
139.8694
127.3289
114.5794
105.4958
100.388
104.8996
139.9287
177.1134
173.6532
167.9384
164.7274
165.4843
167.9096
166.4389
169.0451
178.855
214.9423
304.7115
326.7375
293.1164
259.9181
233.5514
198.3011
162.6951
137.408
122.7908
115.3463
111.5293
106.93
108.1905
139.5694
176.5615
180.5454
178.8086
179.1535
182.1142
187.3305
186.8396
191.451
201.8307
235.2464
305.3183
318.1544
280.3192
243.4683
220.8824
198.447
171.9702
157.3819
136.8482
120.6266
108.8838
102.6609
101.2265
110.5046
140.3536
188.28
219.6339
230.9482
233.4088
232.0517
227.5514
223.3863
224.1654
243.9649
307.2114
327.669
287.589
249.568
225.1169
201.1086
176.3234
153.9903
136.3606
123.9713
115.7175
109.7105
107.341
111.2611
135.111
183.7227
224.3695
244.4243
254.5352
259.1236
254.7719
250.0354
251.5354
288.2797
361.9695
375.0723
323.7067
281.6052
248.1866
208.9372
166.6016
140.0943
125.441
115.1388
108.1149
103.4768
106.9486
141.2948
178.3046
174.8042
170.1676
169.0867
171.7401
176.9461
177.8473
180.9331
191.297
226.3499
325.0296
356.2414
314.98
274.4247
243.9614
205.1641
164.8614
140.1734
125.927
118.1849
110.0752
104.3583
108.3473
142.9018
179.6352
176.1102
171.0981
168.6239
173.4384
178.5095
179.1535
182.3638
191.3966
223.7704
314.5811
348.8092
309.047
270.3093
242.0124
203.5365
163.4296
138.4336
122.1826
114.7316
108.3552
103.9187
107.0563
141.0815
178.4821
175.1704
169.7914
168.1242
169.1618
172.0281
171.0379
173.1607
181.3648
214.7864
308.2582
342.9166
305.0816
270.2401
244.594
207.0968
167.4619
145.7449
133.356
124.529
114.5926
106.2951
109.0437
143.1321
182.6512
180.6672
176.0531
172.9139
174.8583
179.5734
179.2235
183.852
198.5835
232.4894
313.2205
335.8894
297.7409
265.0185
238.7513
203.6447
165.9635
144.0104
129.545
117.4146
107.8983
101.9967
106.4786
139.5714
176.0586
176.3543
174.3096
172.3062
173.5113
177.29
177.4254
183.5569
195.2252
224.5588
295.922
315.3211
277.981
242.8128
219.1455
195.5163
169.8237
148.2045
130.1459
117.5631
109.1996
102.9793
100.4357
108.4085
139.293
187.4804
217.2968
229.1898
230.418
228.6259
223.0293
217.0921
214.5558
230.9406
284.3066
309.0445
273.586
236.4104
212.9538
190.7749
165.9566
143.5484
125.0144
111.5004
103.584
98.3771
96.2417
102.6871
127.3009
170.6938
204.4676
221.0944
227.26
231.5266
228.255
225.0465
224.9679
241.5357
308.5789
339.4086
298.1504
258.5581
229.9648
196.2951
162.0867
140.8692
125.7925
115.0476
105.5033
97.6208
99.3403
119.7757
150.8064
164.6497
169.2841
170.1937
171.7751
173.6507
172.323
172.1316
177.0963
207.8139
288.8495
323.2491
286.9925
251.2232
223.7061
189.2249
152.4966
129.1309
115.544
105.2652
98.032
94.0263
97.6043
119.3182
151.1572
165.9711
167.9348
169.3011
172.1413
177.1829
176.3455
177.0216
183.716
213.4489
282.9771
308.3895
275.2896
243.0294
219.0208
188.6368
154.8833
132.1874
117.981
108.3566
101.2141
96.4807
98.7151
119.0467
150.3752
166.8338
170.1942
172.4724
175.766
180.2617
178.4378
179.4159
186.4897
214.1532
285.1959
310.7269
277.5986
246.9611
223.6227
192.9987
158.4508
134.2446
118.8941
112.5368
106.0938
100.0769
100.0163
119.6986
150.8292
167.8578
172.0545
174.1345
178.7146
183.9367
182.4434
182.1354
188.7127
214.0667
278.9293
303.3804
272.5671
240.8045
218.9761
190.4067
158.2037
132.8577
120.021
113.4929
105.0217
98.6373
100.1021
117.3888
148.0289
171.106
182.4576
189.4081
196.9559
201.6206
200.6829
202.3032
204.6976
226.7431
283.8439
314.7403
280.4443
240.6196
217.2897
195.6595
171.6078
152.5264
133.0332
120.633
108.5267
101.4138
98.6306
105.5842
132.2619
174.5442
205.6239
220.8314
227.604
229.5532
225.5127
221.4346
220.3232
232.2304
282.6169
311.7227
276.4099
239.5123
219.5637
196.6771
172.4633
152.6806
133.7576
119.8145
110.4593
103.6407
99.8252
104.6037
130.0811
174.0845
208.7362
226.8017
233.7384
238.4344
234.8441
230.4895
233.0627
253.3554
325.7734
363.3512
318.9967
274.5438
241.8335
200.9799
160.6138
135.6436
120.4043
113.0036
109.796
105.0962
105.8667
137.2081
173.2249
171.1255
168.6767
170.5619
175.3622
182.7503
184.2252
186.4634
193.3992
227.4389
319.6925
355.8718
314.3012
273.7885
241.3778
201.2982
161.3533
137.6488
124.2254
112.7356
102.8464
98.2272
102.8347
137.7661
173.539
169.012
164.0136
161.7986
161.3974
163.6143
162.478
164.8568
173.7506
204.3584
292.0397
338.4824
303.0457
266.053
236.8841
199.9216
158.919
132.9663
119.37
110.5917
102.6185
97.8503
102.4364
137.2461
173.8495
169.9659
165.4187
163.8347
166.8432
171.3328
169.864
172.9478
181.3734
212.74
296.9491
337.3077
302.245
265.1154
239.3912
203.49
164.605
139.115
128.2784
116.3095
105.7026
99.164
103.1608
137.4869
174.7765
171.7567
167.6002
166.7384
171.9141
177.1171
177.1403
180.7676
188.6872
221.677
298.9725
329.1276
293.9313
260.4923
234.4763
199.6164
161.7221
137.7557
125.5159
116.0586
106.7247
100.3617
104.2051
137.5855
176.4201
179.0874
177.9603
178.1098
180.2896
184.2017
183.8336
186.2076
194.0629
217.5889
283.4835
314.0048
282.4071
245.2999
222.3367
199.1098
173.5207
153.6126
138.3959
125.6173
114.209
104.6772
101.6467
109.6596
144.0955
191.574
223.6828
237.5781
244.2752
246.6785
241.4048
237.4358
236.8497
249.4942
298.4811
328.8717
291.8623
252.9363
229.485
204.2583
177.6587
160.4832
140.7231
124.2448
112.3904
104.5885
102.1311
109.1308
140.7267
186.9295
222.0977
235.7854
239.4733
240.9872
238.5071
231.1151
231.2213
251.4523
319.4359
366.0601
326.8906
281.6973
245.7965
201.8142
161.716
139.9752
122.7648
113.442
106.7584
103.1785
106.5044
140.8059
177.0991
172.1761
167.8185
166.9624
169.3836
173.2254
172.7848
176.4663
185.8679
220.3706
306.3964
348.4681
310.8782
270.4072
238.9668
198.1612
158.5891
135.4705
124.2141
114.5369
105.8984
100.7667
104.9047
141.2215
175.9425
169.2697
163.5201
160.3772
160.7005
163.7775
161.5391
161.6727
168.8903
197.1837
278.57
330.1505
300.3099
263.3898
234.4644
195.7327
157.3116
134.0843
123.5397
113.2445
104.785
99.5192
104.7431
141.955
175.5109
169.8965
164.465
161.4039
162.5265
164.8056
161.9744
163.2102
169.2195
199.147
277.6837
324.5687
294.2877
260.5795
232.676
196.0214
158.9094
139.3576
122.8573
111.9637
103.8564
99.7002
105.0366
142.1247
176.4832
170.753
165.0246
162.1813
162.5609
164.3064
161.2075
162.1862
170.4504
197.912
273.344
316.1607
290.4381
256.6575
229.1635
192.7603
156.5794
133.2889
121.2371
110.8525
104.6126
100.0414
104.0881
140.0186
177.0551
175.5169
172.7934
170.9897
172.3017
176.5419
175.3765
179.3454
191.3827
210.0748
267.6607
307.9765
280.0073
243.022
222.5328
198.7583
172.4028
154.1038
135.2206
117.2192
109.777
105.3117
101.8701
111.9349
150.6225
193.7791
219.2102
228.5747
232.4765
231.444
223.3725
217.3674
215.7414
229.1126
282.7635
315.8231
282.1833
243.2925
217.3805
191.9171
166.119
146.8725
130.3811
118.0455
108.0675
102.5168
100.3196
109.7668
146.1344
191.4756
222.5183
236.033
240.8317
241.6379
238.2671
236.5971
238.2602
256.0903
316.7191
357.5
320.3089
275.6736
243.8308
200.3547
160.4711
136.5937
124.9075
116.8551
109.4007
103.9987
108.0926
144.4342
178.1227
172.8513
166.9777
163.985
165.3149
169.2761
168.2476
169.9646
179.1042
212.5217
302.2299
347.2964
315.2401
272.6062
239.6266
198.3874
158.0423
134.289
120.0692
114.4408
110.053
104.8496
107.603
144.7519
181.3788
178.5664
174.649
173.0996
176.8625
180.5276
179.2269
183.9633
197.9373
236.3274
319.2028
350.6103
314.0796
273.7612
243.4942
207.1982
168.7766
146.6849
130.7286
118.7128
108.9774
103.9438
109.7014
148.9943
180.4604
175.8055
171.473
167.8317
168.1589
171.7894
169.1821
171.0648
178.4416
205.7573
282.6586
331.5241
303.8356
267.6717
238.7172
201.423
162.5397
139.3948
125.509
116.6112
110.0446
104.5358
109.7003
147.7239
180.5334
175.7291
170.4821
166.6585
168.1465
171.9156
171.6646
172.7476
180.3761
212.9003
287.4979
327.2348
299.0032
262.7748
235.3749
198.0371
161.2412
139.8309
126.2198
119.1242
110.8101
104.0893
108.0226
145.0643
179.848
179.7586
176.5778
174.2444
175.4645
179.9248
180.3623
184.7278
191.97
217.3325
280.2391
313.0944
283.2385
244.7415
220.1479
195.2357
169.0231
155.212
136.0399
121.4682
110.2178
103.3852
101.9426
115.9677
156.367
198.5408
227.2023
234.6745
236.3718
234.7451
232.0338
223.6822
224.3202
241.0319
289.8586
314.3602
286.0556
246.4407
219.9233
194.8395
169.3896
150.5562
135.501
123.6769
114.8672
106.8576
102.8672
113.8951
150.5473
195.2587
225.4091
236.6858
239.085
239.2603
239.8617
239.3089
241.8564
264.8823
326.7213
358.9348
319.9194
275.8404
240.8564
198.5067
159.8656
138.2244
125.6991
119.0047
113.1299
105.8037
107.6534
143.2201
178.6666
176.5585
175.9699
179.1284
183.6352
187.4153
185.4055
186.8076
193.5494
227.4762
313.8875
350.4039
316.6402
274.3495
240.7999
198.9088
159.0382
136.6874
125.4809
115.8556
106.8264
98.8827
103.1088
140.8589
173.04
168.8697
164.5398
163.6831
167.3437
171.6568
169.3536
172.3022
180.1984
211.2636
284.6957
327.4828
304.9177
267.6982
238.8736
199.4465
159.9901
135.6723
122.252
113.115
104.7657
101.1088
105.5209
142.8568
174.1203
169.9727
166.3996
163.2733
167.3818
170.5562
168.0215
169.2921
175.2576
205.0208
281.3735
327.5159
301.8411
265.0987
234.7122
196.4354
158.5129
142.4152
123.4528
110.9647
102.2839
97.4121
103.2707
143.4946
174.06
170.1159
165.2426
162.1233
163.3651
167.4407
166.4696
168.1674
176.066
207.0014
280.2574
316.3228
294.4543
258.8688
230.374
194.4491
157.4198
137.3029
123.3003
114.6684
108.2137
102.7743
106.0902
142.1037
178.9326
180.7392
177.9918
176.1233
176.5376
179.7936
178.8018
182.6945
190.3733
217.4177
277.3985
301.8881
275.1324
239.0264
220.4412
196.2334
170.0215
144.1077
125.4386
116.0689
105.2366
100.1287
98.7078
111.042
149.3373
192.6142
221.2803
231.7509
234.8635
235.7626
234.5482
224.3355
219.6066
228.2083
268.1744
302.6643
281.8107
242.5287
216.6514
191.1835
165.9086
144.5803
126.709
116.282
106.5275
99.605
96.3162
106.8902
139.8296
183.9784
218.0934
235.031
242.8259
245.1675
239.2357
232.1778
229.1439
244.6216
306.0718
348.8858
318.4737
275.7633
239.9108
197.5964
156.3152
131.3501
117.3453
109.6639
103.6608
99.2038
101.3316
136.8968
170.275
167.5706
165.3252
164.9651
168.7406
176.6233
174.9646
180.0283
190.3722
227.86
309.2464
339.5023
309.8387
270.0834
238.5325
197.4156
155.5227
131.4535
118.832
109.6185
103.8857
98.3257
103.3024
140.457
170.0212
165.2032
161.5948
160.5416
164.3112
169.516
169.398
172.3079
180.4687
218.4255
302.4322
331.7296
302.3889
264.3199
234.4501
195.6683
156.9694
140.5371
125.1931
114.1664
104.2754
98.3826
102.7306
139.9994
171.387
168.1114
164.6235
164.8916
169.3164
175.4017
174.3934
177.9176
186.1734
217.5606
294.3147
327.9946
299.3212
263.8145
234.3412
195.6378
156.6621
135.7564
126.0169
116.2497
109.0225
99.4274
102.2355
138.6969
170.8534
167.9702
165.273
165.1351
167.8821
170.1157
167.1816
169.3177
176.5416
206.5238
280.6466
316.2422
286.5483
256.1933
228.7176
196.0448
160.0742
138.4545
124.0246
112.6891
106.173
98.1995
100.8681
135.0236
168.305
171.3914
171.2449
171.0971
172.6453
175.6216
175.0795
177.7952
184.5727
211.2663
272.754
307.0311
277.4579
240.1302
215.8618
191.3287
164.4872
143.3757
128.9322
120.5231
114.6828
103.216
98.2575
111.3702
146.6525
186.6941
211.9192
223.8604
226.0751
226.8885
223.7054
220.574
220.5771
234.4892
285.4556
314.7962
278.7393
241.5709
216.4278
190.9964
166.4975
147.656
130.4053
117.1589
107.3153
98.5402
97.2532
114.7614
152.6433
189.8665
214.3739
226.9001
236.2811
240.3227
243.8467
245.7551
256.5934
302.8308
338.5924
335.0962
290.9105
256.9324
213.7199
172.194
145.7858
128.3758
118.5856
109.3825
104.8448
103.9208
132.3451
164.8591
162.4919
161.0373
161.8965
163.3134
169.5498
171.2716
176.1184
183.8053
226.4719
309.0682
336.5785
324.5348
278.5261
247.0837
207.0395
167.048
147.5258
129.8527
119.0769
110.1267
105.1455
105.8858
136.3368
169.7431
166.1529
162.0465
159.7825
162.1267
165.9632
163.8348
165.174
171.3751
197.1754
268.2079
308.3625
311.2057
269.7465
240.5024
201.0773
161.7181
139.1159
125.2973
113.3868
105.4349
101.539
102.634
133.4873
169.5211
168.3252
163.7588
163.3547
165.8126
170.561
170.219
172.9908
179.0577
205.88
280.1326
315.4327
305.3841
265.4311
237.7891
199.5413
161.8442
137.6843
123.5306
113.9511
107.9783
103.5271
103.8019
133.1976
169.5561
167.8679
165.4456
166.108
170.9546
180.2994
182.5283
184.7686
190.4724
212.8668
274.5249
307.0222
294.6366
260.1354
234.552
199.2765
163.3733
148.2169
128.5047
114.6971
106.574
100.9385
101.9076
131.9569
167.1138
168.0423
165.8495
163.9422
164.866
168.6204
168.9832
173.0195
180.3257
201.6382
251.5135
288.4474
281.2342
239.4707
217.7994
194.697
171.1969
150.5858
134.8353
123.5252
113.6433
104.9536
99.7208
107.2435
139.209
180.4007
208.1379
219.3043
221.9893
220.095
213.3972
206.829
201.4483
208.8016
242.3626
270.7561
269.541
238.6519
216.5988
192.0875
168.9412
147.4639
130.1331
116.0871
107.6958
100.9988
96.6004
103.5582
132.2793
169.9929
198.0489
211.5021
214.6506
214.9216
212.3477
204.4519
201.2476
211.747
250.0984
280.7665
282.593
252.6296
227.4618
192.3136
158.1401
135.5501
119.5382
109.2031
104.1768
99.4175
98.0951
113.4578
143.4174
163.4797
170.8234
171.7479
173.1319
175.5078
173.4115
171.1958
172.1161
188.6795
238.1638
275.0109
278.4319
246.1275
221.5728
189.4258
157.0481
136.9166
120.5343
108.9625
103.1895
98.0154
97.6317
112.5725
141.0833
162.1531
168.6848
170.1643
171.6236
175.0959
173.3857
170.5135
173.9426
191.0675
232.9694
263.0836
265.6366
237.8493
216.4091
187.3933
156.3028
134.518
121.0059
109.9464
103.4644
97.1038
96.0514
110.1513
137.5128
161.7423
171.5626
174.1838
175.255
177.4515
174.1697
172.5844
175.2785
190.3753
229.7115
247.3043
248.0845
223.7418
205.3667
182.1754
157.3737
136.1744
121.52
111.4051
105.4703
97.975
94.1532
101.4888
126.5782
159.879
183.5365
194.2609
197.5425
194.5569
186.2792
179.259
175.9592
183.2985
210.2077
229.8074
232.9042
208.9833
191.5625
172.0166
151.9429
138.8897
122.7129
110.3787
102.677
95.5412
92.8632
99.0864
121.0735
150.6309
175.2531
187.0345
192.9713
194.328
190.6219
185.0235
184.1985
192.7783
216.7485
235.8181
235.7823
208.1003
189.6801
169.6803
148.481
135.0752
123.2957
110.7749
103.356
95.8296
92.53
98.0692
118.7767
147.7742
169.0008
177.544
179.3941
179.9446
173.008
165.9179
164.1272
172.9896
202.6921
227.2953
231.6773
210.3164
192.8799
172.0543
150.3874
131.8825
118.4275
107.4292
101.0532
94.3913
91.1769
96.7016
118.3115
150.4367
177.3648
193.2936
200.3586
204.0961
202.0933
194.6386
189.5031
195.2315
226.3969
248.8284
250.899
230.2977
210.7584
186.3721
159.4858
136.9681
120.6515
109.5727
104.1447
96.8816
92.8021
99.1994
124.7664
163.5196
196.2189
213.975
223.8104
227.6343
223.6595
221.7416
219.8792
235.7714
284.7487
310.2862
300.3144
268.407
235.8396
195.2212
158.9854
140.2658
124.5544
112.67
103.8868
96.4763
97.5594
130.8964
163.2238
158.0062
153.7474
154.4468
160.174
164.7658
164.8339
167.5548
176.0089
204.5583
274.4474
305.8518
296.414
263.5629
236.59
197.8458
156.7352
130.5844
115.9143
108.9109
103.4284
96.6038
99.1258
131.8236
161.1241
158.1204
153.5875
151.3278
152.1737
155.1315
153.0519
154.0668
161.8113
192.842
267.2432
302.1784
294.3771
263.0453
235.3528
196.6584
164.8851
139.4064
119.8967
107.3988
100.4994
94.5399
97.5662
130.2841
162.2683
159.4428
154.7236
150.8032
151.0361
153.9242
153.7183
155.4221
162.8514
188.2623
250.0087
277.8371
273.2136
252.3883
227.6899
192.4769
155.025
130.5322
116.7471
106.0619
100.2305
93.7617
96.2955
128.45
159.2742
159.8905
157.6942
155.9157
158.211
164.0103
164.1424
166.8998
176.5206
206.7071
262.4313
288.4961
275.434
240.8232
212.7243
186.8633
161.7335
138.298
121.8101
111.8573
107.4324
101.514
99.3413
107.6662
140.147
179.9812
204.6469
213.5876
214.8747
213.6031
206.3645
201.1167
202.4435
216.3803
256.5741
282.4186
275.6644
243.8957
217.3084
193.3414
168.0553
144.6173
125.127
111.8307
102.2988
94.2668
91.7834
100.7161
130.3941
172.0046
203.5131
219.179
227.2541
230.8621
227.4361
224.4438
221.7256
234.3471
284.9965
312.5197
301.5929
277.0452
240.8885
197.9309
156.0336
131.3771
116.537
108.3372
100.5299
94.2836
97.4033
130.8145
161.2605
158.0434
153.5586
150.5705
151.7217
154.3208
152.5528
153.8575
159.4309
185.0791
258.2329
292.837
282.1141
262.0896
233.4467
193.7531
152.3062
126.7802
111.4988
104.4859
102.248
95.6573
97.4043
129.9182
159.2393
156.218
151.3695
147.7133
147.6941
150.0837
148.3538
150.3068
155.7914
179.1772
247.3407
280.0866
271.147
255.2812
228.2563
192.0428
153.7243
127.6555
114.0993
104.9693
101.0833
93.9629
96.6524
129.3305
159.7851
157.8922
153.3247
149.6255
150.1394
154.0081
156.8231
158.4278
161.2753
182.3593
246.4384
275.9919
267.0818
254.5597
229.2369
192.2432
154.5648
130.2967
117.6716
108.4832
100.0617
93.2166
96.6413
129.5241
161.0655
159.172
154.5528
149.7849
149.5189
152.2088
150.413
151.82
156.6081
178.3895
239.2982
265.2991
257.1974
246.1189
224.4398
192.9208
159.3497
134.9066
116.2011
103.4679
95.1706
91.0533
95.7209
129.3207
162.1047
165.7833
162.7912
159.2798
158.9582
162.1835
165.3026
162.6162
163.3122
175.6365
216.7538
234.3741
221.3292
207.4224
199.3056
178.9353
153.1248
131.4617
115.0022
104.4026
96.1665
91.0699
89.7194
102.1202
135.7012
175.7489
199.1575
205.24
204.2368
202.4853
195.023
186.522
178.9281
187.7756
221.7141
242.2986
228.3369
214.5212
203.3195
181.1617
155.9202
137.7441
120.2974
106.3419
96.5231
90.6461
88.3785
97.0673
124.8204
166.1172
201.4045
221.6332
234.8091
244.9709
248.0793
240.9444
232.9295
237.5184
283.2638
305.9617
284.1303
259.3478
237.5715
197.0115
154.6735
127.4437
112.2263
104.3224
101.2923
94.7983
96.1239
127.9536
159.4765
159.5919
158.9165
159.1456
161.5412
165.0406
161.65
162.4576
168.1922
197.1309
271.8182
303.9189
283.84
254.9167
231.4697
193.0083
153.0061
124.9265
109.5313
102.3252
97.7713
92.6922
95.89
128.8681
162.1892
159.3695
155.7083
154.9053
158.2257
161.8393
162.9449
168.5289
176.3257
205.2901
275.4786
301.1131
279.1578
253.3199
235.2113
203.3284
163.0642
130.7568
112.2342
101.3599
95.6822
92.1767
97.7312
131.4595
162.3717
160.6787
156.6591
153.7723
155.8642
161.6641
159.4347
162.5437
167.8063
194.6544
259.9824
282.3144
261.0694
242.295
232.6717
199.8444
160.7219
128.2324
110.186
100.4332
94.8106
91.6492
96.757
130.759
160.8216
160.1086
156.4809
154.881
156.2874
159.1263
157.3491
159.3781
166.3082
189.9351
250.5958
273.8403
255.0265
237.125
225.6867
193.988
156.3498
128.9152
115.9218
107.4274
99.4358
93.8525
98.4608
131.2485
162.3844
163.4889
160.6387
157.3407
157.4795
159.8149
158.6807
160.4374
164.9699
183.9298
231.0018
247.1491
231.096
214.2047
203.3611
183.0175
157.4216
134.9459
118.3138
108.0633
99.1737
92.9485
92.0837
103.9882
136.2924
177.0412
201.029
207.3904
205.1767
201.6718
196.7867
195.1903
195.0209
202.2569
236.2051
253.2267
234.9815
216.7173
205.296
184.9979
160.6504
140.1615
122.4946
110.7436
101.5335
94.6857
92.5568
101.4066
131.2785
173.6478
203.5864
215.6072
221.6151
227.6551
225.5713
220.4595
216.4923
227.5886
272.0721
296.229
273.5452
248.0236
231.0667
197.0542
157.7598
129.0032
113.793
103.0165
97.414
92.5525
94.2806
119.1206
153.8673
168.3192
174.3741
174.6564
177.0165
179.0661
175.9737
175.0243
176.4089
198.9074
265.7457
294.5671
271.908
245.8511
229.5065
192.4843
151.3068
123.8085
110.4823
102.602
97.2633
91.6538
95.3764
129.1669
160.452
156.852
151.7315
148.9032
149.3715
154.8464
153.6736
156.5853
163.6269
190.5119
258.6426
283.1345
261.0966
238.723
226.018
192.9368
152.4132
134.5224
118.5041
104.9408
95.0989
90.3213
95.7631
129.1493
159.56
158.4771
153.4206
150.2725
152.5812
155.5296
153.4921
155.7596
162.172
186.8946
249.6951
273.9107
254.3257
234.7232
223.3229
193.1665
152.5028
126.4775
112.083
102.7422
94.927
90.2785
96.0406
129.3608
160.0321
159.5972
155.4072
151.9316
152.7956
157.4543
157.4966
158.7248
163.7207
182.0429
229.3905
249.8611
238.1453
221.0746
210.9307
190.167
160.2975
135.7771
118.3645
107.8605
98.9748
92.5237
91.7373
104.8078
137.9386
179.1299
205.4946
217.0552
223.1587
227.0678
220.4715
212.5752
207.5301
211.4711
237.7209
250.3747
231.6583
212.4655
202.4785
183.072
158.4384
136.9586
120.6393
108.4931
98.8566
92.6743
91.706
100.5055
127.0647
163.8248
190.5572
200.2607
202.4385
201.961
199.3089
194.0718
191.8428
197.8893
231.8258
249.5946
232.5451
212.2062
201.3347
183.9595
158.4459
138.4667
120.1443
107.4311
97.894
92.2253
90.9838
98.7077
124.1825
161.5837
190.8962
204.6463
213.2866
215.725
210.0706
203.4776
200.1723
214.8073
267.8446
295.0105
274.0415
249.823
232.345
197.0374
155.3464
130.9432
114.0414
102.5801
94.682
90.3328
94.8885
127.2875
156.701
155.1658
151.6248
149.0263
150.1007
153.6196
152.0402
154.9533
162.034
189.3003
260.4453
288.0014
266.0942
240.5981
226.0151
193.8995
152.5606
126.521
110.8116
102.5669
96.4549
91.527
94.4939
127.2938
155.8158
154.2464
150.2352
147.8753
149.1304
152.4181
151.1676
154.2475
160.7385
186.2655
253.9032
278.5143
258.0698
236.9754
225.0671
195.2556
155.0956
130.6899
114.0394
103.6961
94.4505
89.7641
94.4737
127.2189
156.4602
156.3121
152.3142
149.2989
150.5785
153.8386
151.8542
153.7202
160.2558
183.3178
245.9818
268.4841
250.9027
231.3339
219.7947
193.198
155.4111
122.7089
107.3079
98.3685
92.5096
88.4466
92.9922
125.5825
155.4427
154.3986
150.051
146.3859
146.4959
149.1788
148.9026
151.2727
157.6427
177.8943
233.1643
253.3055
238.1028
223.7467
213.3863
188.2097
156.6136
126.0359
107.3083
96.3375
89.964
86.9291
92.0895
123.6803
154.3854
156.3668
154.3823
151.5757
151.6501
154.5405
154.4441
155.9316
158.5798
173.119
212.3582
226.448
213.4848
198.0211
191.6257
178.5391
155.522
130.1968
112.8919
101.7185
92.7033
87.5614
87.4056
100.0349
132.5561
170.5441
192.7759
197.0718
197.4233
195.5214
190.4223
180.495
174.3288
179.2515
208.0494
224.1399
211.9615
198.2957
190.8821
176.7889
154.1426
133.041
115.2344
102.5033
94.7736
88.3528
86.8519
95.8963
121.6124
160.001
189.5671
203.6846
206.6567
207.1439
204.9995
198.446
194.6251
205.7284
247.0742
269.9643
254.387
235.5729
221.8376
192.1807
152.0025
123.3592
110.0566
100.9875
93.1211
88.6735
92.5083
122.1599
151.5469
152.0578
149.9031
148.6262
150.5948
154.2999
152.9217
155.1734
160.2971
186.2263
257.0178
280.9583
260.3088
235.4625
219.3126
189.8074
149.348
122.509
107.1706
99.1894
93.5697
88.8331
92.5105
124.3512
153.8307
152.1087
149.5159
148.2717
149.835
154.1278
154.8794
158.6564
167.8024
195.873
263.8228
289.1746
268.9876
241.5608
223.8908
191.6265
152.8633
131.5829
115.9103
105.5058
97.3592
91.5473
95.024
126.5818
157.9865
158.937
155.5979
152.4588
153.5733
157.8982
157.8395
158.8321
163.5546
182.5909
231.7305
252.1932
236.1353
214.8049
204.1734
188.0879
158.9388
132.7049
114.6655
102.0646
93.425
88.1635
88.3938
100.073
129.6345
168.3961
194.7503
204.4502
207.2263
205.6064
197.91
190.4086
182.5377
187.8861
217.7569
233.0279
219.6913
202.3105
192.6051
176.818
149.5284
125.2554
108.9215
98.2974
90.6533
86.1832
86.7535
98.6544
124.861
154.8977
171.8529
176.834
178.3153
178.5567
173.5057
168.7228
166.7552
174.2507
205.9392
225.2252
212.8642
196.2721
186.5671
172.33
149.2297
126.853
109.9698
99.5167
92.4757
87.1016
85.848
94.1727
117.9231
151.235
175.2332
189.6652
192.1612
190.0289
182.8988
176.4104
171.1339
176.9834
205.4538
221.234
207.4989
192.3939
184.1176
171.5365
149.0198
127.5117
110.3815
100.3355
93.5404
87.582
85.2963
91.4786
113.7498
149.333
181.6041
197.4449
202.8365
205.4592
202.1747
196.0158
195.5194
212.7051
259.3106
277.5466
255.438
237.6788
221.3163
190.7386
150.6518
126.2082
110.9801
99.6297
91.8907
87.2694
91.152
120.4731
149.1871
149.3477
147.2899
145.6255
147.3994
152.6167
150.5587
151.16
156.5645
180.9698
245.6246
272.4683
252.957
230.1616
215.3795
189.9576
150.4326
122.8976
107.8167
97.7186
92.0722
87.7013
91.363
121.2678
150.3405
148.7548
147.3071
146.1517
150.1229
155.6438
157.0472
166.7459
176.7457
208.8422
279.9426
294.6639
266.9321
237.0391
217.2354
189.3249
152.1895
127.453
109.9162
98.2515
90.4616
86.7834
91.718
122.7715
152.7918
152.8508
150.7477
149.0272
150.4042
153.5327
152.9818
153.9991
159.05
181.6745
242.9529
264.2835
243.9716
223.1706
210.0467
189.4737
152.3487
125.3882
107.8972
99.0826
94.4263
89.7182
91.9526
121.4854
150.7324
150.9054
148.4684
146.332
147.1615
151.7423
154.5846
158.3485
160.4469
178.9528
235.3813
255.2762
237.8766
218.9568
207.1745
187.2483
151.315
123.306
106.4118
98.4346
98.1608
93.1758
93.556
120.7729
150.0349
153.6524
152.8617
152.3334
158.6262
161.3408
161.1998
162.2514
164.0698
180.0433
219.7824
233.9757
216.6508
196.9293
186.313
173.614
150.0528
128.6255
111.8342
99.6429
91.3607
85.8615
85.6183
96.3615
124.476
160.5338
184.2401
193.7283
197.2124
193.8099
185.3249
176.6875
171.0161
175.8631
200.9245
216.7012
205.8833
189.5341
179.7793
168.7533
147.2521
126.4695
108.9164
97.6278
90.4581
85.7432
84.8011
92.0181
115.0712
150.3142
181.6603
196.641
205.2674
206.2838
202.6036
195.5105
189.431
194.3597
222.9073
237.6978
222.595
206.1202
194.3155
179.4578
153.9967
128.4239
109.8184
97.9845
89.767
84.509
84.1833
92.9804
117.9982
155.5809
188.6139
204.3948
212.3486
212.7058
206.6833
202.2914
202.7541
215.6292
259.804
276.8513
253.0845
231.1811
214.0102
188.9334
152.1403
124.2362
107.617
97.7958
90.0881
85.8522
91.056
121.228
148.7008
146.8381
143.5995
141.6214
143.1359
146.9735
146.6504
147.5727
152.792
176.4019
238.5673
263.07
245.1789
224.4219
209.1693
187.2961
151.1141
123.2477
106.619
97.8305
90.1138
85.6121
90.1816
120.0474
148.8709
148.9197
146.1394
144.0426
145.9365
154.862
153.8005
154.7876
158.2598
180.1557
238.5978
256.6116
238.8216
219.0407
206.6838
188.4797
155.5346
129.3467
109.5005
97.6087
90.1136
86.2405
90.734
120.3973
148.3722
148.5899
146.0259
145.1245
146.3523
150.3052
152.238
152.7225
154.5947
171.3272
221.6626
238.7857
222.9494
208.3573
199.9285
180.96
148.1734
123.8335
108.328
97.258
90.979
86.3712
90.4256
119.2601
148.2017
151.0948
150.1445
149.3268
151.6374
155.8524
157.2168
158.4252
159.42
174.3727
213.3281
227.0995
212.65
195.3519
184.2835
174.3686
152.9517
129.8919
112.224
101.4289
92.9749
86.9703
86.3556
96.712
125.4312
160.6302
183.4104
192.3901
197.2449
198.8144
194.4341
186.3327
180.4142
184.3756
210.2404
224.6803
210.1645
193.988
183.4486
172.3631
151.6465
129.3423
112.3474
100.1764
91.6327
86.2924
85.1287
92.8768
116.7539
151.4592
179.7794
194.7648
200.2663
199.797
193.3127
187.8001
185.0922
193.5423
228.3474
249.8999
235.533
217.229
204.3287
188.0631
158.2562
130.822
114.4011
101.7987
92.1805
86.1135
86.527
100.0107
129.1528
159.9529
180.8926
191.0589
195.5276
198.0105
192.2029
187.4348
186.412
200.0994
246.879
266.141
246.6865
228.6922
212.1535
190.1763
153.9713
128.7058
110.5696
99.2908
91.0135
86.7109
91.3906
121.4555
148.9262
146.873
144.1982
142.7565
143.6061
147.1857
146.9123
149.7997
156.5155
179.6389
238.4979
258.8481
241.9447
223.4382
210.826
190.7268
157.1437
128.5129
112.6092
100.9973
92.5807
87.8389
92.0983
121.5502
149.7381
149.2984
146.3811
145.0206
146.1871
148.6853
149.0593
149.9792
154.1199
174.6305
228.7448
249.4143
235.614
220.955
209.1772
191.6503
158.267
129.3114
112.1923
103.7379
97.0789
91.1249
93.7616
121.8359
150.6658
151.5602
148.9943
147.8439
149.3519
153.0146
151.7207
152.0293
155.6827
174.5744
222.1731
239.9247
228.0309
213.0612
202.7668
186.6473
154.64
127.6964
110.578
101.4788
95.3643
90.3194
93.1838
120.2327
148.027
150.9403
150.6201
150.5639
155.6421
159.4455
159.655
159.4957
161.0681
172.9963
206.7509
219.4486
207.2409
191.3166
182.5945
175.0061
155.4653
136.7168
119.7819
106.6913
96.3721
88.9392
87.2225
96.7994
123.9708
159.8614
183.2173
191.2206
194.2768
198.0199
191.5304
182.0535
175.5969
177.5357
203.6842
217.1413
206.0269
193.1134
184.6667
175.3865
156.8833
134.6651
113.2613
100.2741
92.2416
86.9059
85.821
93.4245
116.3076
151.1502
180.6343
197.6765
204.7602
207.0205
203.5128
197.3932
194.4513
204.7919
249.4768
273.7067
255.7082
233.8824
215.1086
190.2482
155.4508
128.3915
110.0914
97.7109
91.1103
86.8377
90.583
118.853
146.0457
146.6782
145.0018
144.6797
147.6696
153.1211
151.8682
152.5311
157.478
180.208
242.3033
265.6357
247.5091
227.8617
211.0908
188.9206
154.1341
126.1887
109.7907
98.7766
91.3537
86.7061
90.8564
119.9902
146.9369
146.4397
143.7838
142.818
144.8722
149.6613
149.4928
150.7662
155.0576
175.2995
231.2762
252.1641
237.1594
219.5565
206.9612
187.3979
154.066
126.5413
109.4886
99.7971
92.8297
87.9686
92.1114
120.4878
148.159
149.7074
147.8161
146.3629
148.1941
152.256
149.1153
149.9096
153.7538
171.6457
221.6102
241.8521
227.8193
212.4155
202.1629
184.1331
153.4888
127.7122
112.1099
102.3052
94.994
90.3787
92.7422
120.0261
146.9529
148.2734
147.887
147.7942
150.2041
153.6723
152.9099
155.1481
158.6934
176.7013
225.1858
240.5495
226.6607
211.2513
199.6824
182.206
153.4245
128.4866
112.4325
103.3272
96.9113
91.5678
93.7825
118.9117
145.7589
149.7837
152.075
153.8883
155.9071
160.0818
160.2478
161.4091
163.2394
180.0534
225.2605
244.4535
223.0302
200.4094
185.6004
173.2638
154.853
132.8882
115.2283
103.8037
95.9817
91.355
89.6949
99.1408
126.1457
160.7431
183.7938
193.2731
195.5568
195.0163
192.3413
191.3309
186.2333
191.4262
219.934
232.7503
217.1023
200.2265
185.7611
172.1783
151.7212
130.3223
113.5164
103.2298
95.3178
90.3429
88.8211
95.0618
116.6179
151.9402
182.3941
199.8853
207.7981
215.8641
219.011
216.0241
213.0396
223.5031
260.6475
279.2779
258.8867
234.6392
216.7382
193.7272
159.6645
131.3318
115.1485
105.5815
96.6072
90.7048
93.806
121.5119
149.1141
149.9556
148.2705
148.3769
150.7913
155.8002
155.6825
158.3347
165.316
197.9511
264.1614
280.8441
254.1908
231.8834
214.3158
191.3747
155.3117
126.4468
110.3072
102.1821
95.907
90.6474
93.9866
122.2099
149.2595
149.1669
146.9237
145.4131
147.9555
152.3003
152.3834
154.9229
160.365
181.0428
233.7134
252.2382
235.5502
219.3478
208.6426
190.3047
158.243
130.3689
112.7927
105.3372
98.0366
92.8073
95.5492
122.4988
149.7562
152.0619
150.4258
149.8962
152.1193
157.5931
158.0394
160.3255
164.3026
182.7815
233.0579
250.9523
236.3232
218.5251
205.8325
188.0246
158.0096
131.3923
114.0535
105.5226
98.9605
94.0118
95.5329
122.6457
149.8151
151.3008
149.8555
149.4768
152.1504
155.2916
153.6519
153.971
157.9081
174.9922
220.1736
237.4004
225.6116
212.052
203.9127
188.4612
158.3923
133.7117
117.7746
110.3347
101.9318
95.5297
96.5058
122.9248
149.9547
152.9254
154.5225
155.1707
157.726
163.7505
165.4683
166.439
170.2487
185.1097
211.6149
213.1536
191.8886
177.0208
169.7428
165.3883
153.5049
134.2226
116.4463
104.5383
96.5786
91.8613
90.2012
97.7069
122.726
156.5412
181.1878
192.1036
197.225
199.2548
198.7984
189.3584
179.4084
178.7836
199.0287
210.8522
200.7454
187.1132
178.2842
169.6222
153.8135
133.3888
115.3025
103.7652
96.2462
91.0754
89.8255
96.3761
117.9715
150.6612
177.0075
193.8471
205.1606
204.695
199.1649
193.1266
192.2355
202.8173
235.0051
251.0524
237.5828
220.6078
207.6666
190.1367
160.5196
132.7289
115.5495
105.816
100.4486
95.627
96.9888
115.8823
141.8104
149.281
151.0932
152.5009
155.541
160.8043
162.5433
167.0399
192.6242
220.8461
272.0652
279.1964
251.1013
226.0934
208.5623
187.3622
155.5941
129.1832
112.6795
105.4729
98.5304
92.2546
93.4387
113.8781
140.3338
147.0483
147.2829
148.5497
152.4554
158.013
157.5244
156.3383
161.4807
187.4667
243.5264
257.634
239.8775
219.0947
204.6135
180.2524
149.6994
126.1937
111.9115
102.8663
95.2207
89.2876
91.442
111.9392
139.3058
149.2035
150.4808
151.7374
153.1852
155.2178
152.793
150.9845
152.2218
169.2448
213.6814
229.1108
213.8286
199.5079
189.0151
174.9487
149.7701
125.195
109.7543
102.1861
96.3433
90.9847
91.8287
109.7011
135.2166
144.3929
146.4733
149.1737
153.8552
157.2364
155.0599
153.9871
156.8511
176.4262
226.0055
240.0076
220.4881
203.4103
191.9563
175.2421
148.8593
125.4569
112.1307
104.8099
97.7093
92.4933
92.3155
108.7282
134.6466
145.8192
150.3253
152.3774
155.3851
158.9026
157.9561
157.3662
159.0446
170.2381
200.9807
212.2314
199.2753
183.7851
174.2337
165.5222
148.0303
126.9576
110.2578
99.6583
93.2205
89.0148
88.7481
95.0203
115.6316
146.0834
168.9763
184.1978
193.5091
198.3661
199.4956
196.338
191.6133
195.539
218.9955
232.2169
215.4743
195.6605
181.2041
167.6818
148.398
127.7525
113.0875
104.5768
95.1678
89.7678
87.6386
92.6185
113.5313
144.0394
172.2329
189.5045
199.7834
209.5623
209.8645
211.5321
210.7123
218.6221
251.155
270.0335
251.5723
225.2681
206.2876
184.8679
153.1266
125.2229
107.1481
97.6892
92.0607
87.4581
88.2297
103.9935
129.3775
140.9508
146.3409
151.708
157.4175
164.1841
165.3526
163.1727
167.5055
192.8513
242.7463
260.9626
239.6306
215.9568
198.6019
178.202
148.3276
123.2566
106.3757
96.6371
89.2656
84.2528
86.5367
102.973
127.036
139.6341
143.5699
147.4191
155.5467
163.3468
160.4129
158.4826
160.0771
179.8421
229.1988
248.5718
230.8844
214.0874
195.9938
173.7129
143.9607
118.7199
102.0622
92.8241
87.8917
86.3988
87.9481
103.6816
126.9593
140.3248
145.0061
148.6017
155.9841
164.0468
166.1976
165.6305
165.6642
182.509
224.9433
240.2254
223.5645
208.8733
192.8104
171.5411
144.4988
123.2011
109.2371
99.2321
89.7881
84.5466
86.3832
102.5499
126.5592
139.6612
146.0311
149.0964
151.9543
157.2888
156.6984
155.958
160.9561
179.2967
217.6016
230.7268
213.9651
195.7495
182.5423
167.9965
143.2502
120.6756
104.8315
95.1242
89.968
86.0408
86.8426
100.8281
124.3627
139.5958
145.4921
149.815
154.075
158.9249
159.7188
158.084
159.1274
170.5078
198.6734
207.0375
194.0303
178.8148
168.6068
160.0017
143.2555
123.7721
108.0327
98.3811
90.8503
85.3618
84.7677
92.0266
112.2242
140.3363
161.1158
171.1257
174.3995
175.1323
173.8762
166.1086
161.1876
162.2749
181.381
193.4785
183.3445
171.7928
164.5362
157.3994
141.5312
123.2994
108.1629
97.6511
91.5648
86.1261
84.5866
90.3147
107.4695
133.6425
156.1248
168.7914
174.169
176.5071
174.4244
168.7175
166.2614
173.1167
195.4458
214.5641
207.7105
194.6913
185.044
172.2439
148.0309
124.0208
109.0102
99.8826
93.2665
89.1366
89.6715
100.8587
119.5147
135.1787
144.9009
151.4068
157.4181
164.9232
170.8522
172.2112
171.9521
182.9338
224.8512
248.9313
231.1509
206.3442
190.522
173.672
146.6649
122.7249
106.2431
97.3683
90.7775
86.8764
87.5887
99.056
118.0831
133.9328
141.2088
144.3715
148.2313
153.5342
153.8164
152.7255
155.0303
169.3362
204.1659
221.1749
208.9686
192.9486
181.5147
166.0722
143.2752
125.6801
110.6521
99.5172
90.6059
86.3228
87.471
99.1347
118.6438
135.6838
146.3408
152.6423
160.5819
171.578
170.3525
166.651
167.2572
180.4622
213.3623
230.4407
212.9865
194.0378
181.0039
168.0976
144.2023
121.3377
105.8303
96.344
90.1278
86.016
86.8758
97.3284
115.9129
132.9568
141.918
150.2698
154.0758
157.6058
155.8497
155.8276
159.1184
170.053
209.2744
220.1986
205.935
189.0922
177.9546
164.1842
140.8672
119.8113
105.087
96.7364
90.2879
85.604
86.2707
96.873
115.8091
132.8094
142.5488
148.9991
152.4292
157.2425
155.7742
154.5401
155.6686
164.0292
187.9613
199.6977
188.0381
173.9981
165.2098
156.1421
139.019
120.7975
105.9903
97.7858
92.7055
88.6499
86.7789
90.7076
105.1291
129.727
151.8066
166.4089
173.3217
174.9736
173.2334
169.3931
165.8637
168.5487
184.1932
200.8788
191.0719
175.9376
168.3404
158.5193
141.0947
123.0271
108.9589
100.1509
94.2031
89.3622
86.6983
89.873
103.1197
126.3149
150.8257
166.364
174.4649
180.8362
184.5032
184.0078
181.9445
188.4035
210.8908
225.8551
213.6627
197.2471
183.9761
168.0253
142.5688
121.6843
104.6714
95.1489
89.6569
86.6995
87.3059
96.0029
113.7763
129.9969
144.288
151.0237
155.7091
164.1799
163.9165
159.2527
158.9081
169.9855
204.1903
229.152
214.2895
195.8694
182.7486
165.9748
140.6478
119.589
103.4786
95.872
89.5497
84.8186
85.3963
94.3394
111.9386
128.6849
140.3346
143.9967
147.0077
149.6748
148.7204
149.0495
153.0963
166.841
195.8672
214.0331
201.847
185.3984
174.1148
160.2426
137.1358
116.8993
101.4242
92.478
86.6764
83.6918
84.4065
92.6859
109.3332
126.7074
137.9621
143.0429
147.3954
152.2802
151.502
150.8403
153.2953
164.0366
190.9514
211.4952
200.3423
184.2197
171.3035
158.0394
134.9287
114.0055
98.9223
91.11
85.972
83.317
84.2452
93.0612
110.1737
128.8667
142.9452
147.776
150.8954
153.5086
151.5444
149.9161
152.7561
163.5088
189.8587
206.8492
195.5717
180.3747
171.4113
157.5572
134.4328
114.0454
100.8068
91.6546
86.129
82.3165
82.9436
92.2757
109.612
127.9497
139.8911
145.9891
149.6044
153.7442
153.0907
152.3107
154.4794
162.9653
185.4315
198.3801
187.2474
172.4297
163.6784
152.1914
134.0691
116.4843
102.1559
93.2936
86.7236
83.4089
82.4095
87.26
103.4324
127.7724
148.661
159.9212
166.0903
172.7672
171.9694
168.2154
164.503
169.8643
193.4251
205.0163
196.7796
180.0651
169.2555
155.2263
136.3776
117.3164
102.2382
92.5666
87.2486
84.8246
84.3205
88.3912
103.3056
128.5957
153.4113
169.7959
179.1056
186.426
188.7697
189.8623
191.924
201.2208
231.6831
243.1423
225.7871
206.6863
191.9178
168.8207
140.6431
119.4052
104.5557
94.7491
87.6098
83.8517
84.6827
94.2584
113.5802
132.4814
145.6865
151.2331
154.9714
158.7358
157.7541
156.4075
158.2637
170.0221
205.0994
227.9603
212.8293
196.0282
182.6179
165.5819
139.5166
117.3763
104.2636
93.1786
86.6503
83.2674
84.0965
93.5048
112.4505
131.8385
145.2356
149.891
152.2863
154.7487
152.4506
151.3231
152.9276
164.4284
196.3033
216.0816
204.4043
188.3696
177.769
162.0822
136.4451
118.8308
101.7453
92.0973
85.7491
82.2785
83.569
92.867
112.0495
130.5904
142.3114
150.5548
154.2964
156.0864
154.1523
153.3154
156.2102
173.2312
203.4178
220.1222
206.7798
189.2538
177.8643
161.3512
137.1035
117.6197
102.1988
92.5128
85.7649
82.5524
83.1209
92.4968
111.4407
130.6404
142.6621
147.9343
150.7278
155.0258
154.5087
152.764
154.8695
169.3265
201.1205
217.0945
204.0014
187.8622
178.0659
161.7323
136.6809
116.5898
104.5875
95.6063
87.7078
83.2789
83.6893
93.1854
112.8193
134.638
147.5495
152.4138
154.9065
157.3288
155.6488
154.7231
154.965
163.3531
188.8746
200.957
189.5857
175.3697
168.7672
158.6006
139.8639
121.6266
106.4468
96.751
90.7126
85.7556
84.0216
89.1529
106.3321
133.3945
157.3206
170.0202
176.5855
181.2186
182.8915
182.6705
178.2717
183.3005
212.1674
220.2332
204.2728
187.1857
178.2298
167.1715
146.2707
125.9628
109.382
98.3265
91.3557
87.5572
84.954
90.056
108.4785
138.4203
167.5106
187.4127
195.8499
203.2918
203.8362
198.6662
194.2589
200.2508
234.8884
256.5416
239.0809
213.1011
197.8185
177.622
146.2473
121.2952
108.5031
97.8845
92.0645
87.3212
86.9916
101.3212
124.1331
139.7231
149.3258
154.6779
160.3711
164.0796
164.5736
165.3294
166.8469
186.8053
239.6471
257.4074
235.5143
212.0934
198.4526
177.5171
146.1803
122.227
107.8777
98.6995
91.679
86.8243
86.9915
101.5538
125.3987
139.6221
146.1501
150.6315
154.8751
159.6413
162.2772
165.7834
165.2543
184.2605
240.1903
260.4624
234.4586
210.4792
198.1225
175.4212
144.8134
120.4391
105.7348
97.088
90.5294
85.4576
86.648
102.0479
126.737
141.4553
147.5207
150.2582
153.6578
156.7793
156.5898
157.8557
159.7534
178.6129
229.5333
245.4932
226.4792
210.9532
197.4961
173.3545
144.5324
123.5142
110.9679
103.4351
94.0637
87.8882
87.608
103.0258
129.0783
141.5236
147.8059
152.1566
156.5865
161.5036
162.4333
167.5196
167.5621
190.2092
238.2367
250.6077
229.1809
208.8484
198.7813
178.4908
148.8582
123.6053
107.6784
99.728
93.0497
87.7471
88.9379
103.2107
128.9813
145.9799
154.7688
158.6536
162.6771
167.814
167.5119
166.9349
168.9118
181.1493
217.4107
231.4346
213.1205
193.4766
184.1046
170.7609
148.3051
127.5951
111.6356
100.6223
93.3214
87.3614
85.1463
91.5337
113.9677
146.3073
172.2788
184.7131
189.693
189.7565
186.3428
180.1312
174.8051
177.9513
203.357
219.8879
208.0683
192.3857
184.1032
170.8037
148.5323
127.5188
110.7738
100.8529
93.211
88.18
85.016
90.1896
110.0572
142.5649
171.534
191.0424
201.7281
209.2493
217.3317
216.8903
218.5188
235.7011
283.0915
304.1379
273.8298
246.4686
222.1956
186.4976
149.195
127.2009
113.4913
102.5155
95.9197
91.1567
91.2562
114.2548
143.4506
149.645
153.6449
162.3184
170.8801
181.4391
181.0997
181.4069
185.7654
217.074
288.1458
306.6836
274.0566
249.1939
226.518
190.2351
151.4576
128.2877
111.3271
101.7253
92.7101
87.0778
89.3351
114.6269
144.6782
149.9062
152.0233
156.0349
160.4359
164.6296
163.9611
164.9435
170.7162
195.5349
261.3481
281.0324
258.5301
239.2653
218.5375
186.4221
149.7541
127.1309
109.101
97.1175
88.7827
85.0763
87.8853
114.5926
145.4873
150.6981
153.2222
154.9166
159.3066
165.9406
164.9386
166.1745
172.4106
198.807
267.7357
284.4441
258.7369
233.1886
216.7458
184.1195
147.0908
125.7454
106.6709
94.9079
87.9357
84.1113
87.2782
115.8887
145.5147
147.9011
150.256
150.3949
153.4418
158.9056
158.7677
159.7326
164.6375
191.3161
248.873
264.0036
240.96
220.7573
208.1402
181.3973
146.2899
120.4019
104.6535
95.2334
88.9798
84.4227
87.3616
114.628
143.7016
150.2761
152.5447
153.5582
158.1904
164.5552
166.7068
165.6879
170.5487
190.5143
233.4113
245.3713
225.4132
200.3911
189.7635
173.4261
148.6702
127.2386
111.1671
99.5483
91.7674
86.5318
84.353
92.2208
117.9943
154.8529
183.4776
196.7905
200.4809
202.4777
202.8284
201.8468
196.4338
202.732
236.358
254.8656
233.4944
216.1823
197.7719
175.7129
150.1737
128.4479
111.8231
100.7947
93.5529
87.7066
85.0312
92.0885
116.5556
153.8326
185.7522
201.2775
208.5905
212.5902
212.6321
207.1172
202.7537
214.3642
259.0588
283.1958
261.7576
238.3972
222.4044
187.6166
148.3098
123.1546
109.2332
99.7443
91.7849
86.6614
89.5027
119.7573
148.5745
149.4519
148.9357
149.5437
152.0702
156.0944
156.8956
157.456
163.1405
187.7087
249.1654
271.1439
250.2353
231.4713
219.7217
188.2248
148.5479
122.4348
107.8713
98.731
93.0879
88.4653
91.1487
121.4095
149.0537
149.5874
148.0079
147.7183
150.6946
155.8439
160.2672
169.9437
174.8431
196.1952
254.3653
273.943
250.4468
230.655
217.8547
186.5051
149.1752
122.9848
107.7959
101.7898
93.6065
88.9956
91.9401
123.0479
151.5279
151.2303
149.9314
148.8809
150.908
154.3435
153.5161
154.8743
159.8026
184.7071
244.1898
262.4241
240.6939
222.442
212.4914
183.604
148.0062
123.0475
109.1096
99.6494
94.3624
89.1659
91.2869
121.8614
148.9788
149.4576
149.7512
148.8307
150.2592
154.027
153.3304
155.5012
162.9819
189.807
252.1833
267.4176
248.2567
228.0857
210.368
178.7635
144.5029
121.1263
107.734
99.3
94.7444
89.4489
91.4418
122.0496
151.578
152.8255
155.3293
156.0173
158.9809
162.1187
161.947
162.7553
165.9731
184.2505
224.5388
237.3752
218.8386
200.8946
193.4836
174.6775
151.225
134.3951
115.2243
103.9682
98.2509
96.6009
93.7508
100.0339
126.7376
165.7394
192.467
201.8483
203.6125
201.0723
192.3189
182.2965
176.6142
182.7896
210.5581
225.271
212.6375
199.8906
190.8815
172.7124
149.7831
130.0858
115.1567
104.3576
96.3135
91.9241
89.2661
94.7299
117.3489
152.9199
185.6806
206.3169
217.1568
226.3864
222.7346
214.1863
209.3979
219.9472
266.7077
287.6783
267.6812
247.3548
230.5467
192.7153
152.3266
125.9343
111.5665
103.2329
96.5085
91.1641
93.2888
123.5206
151.3467
152.8359
151.381
151.9786
155.3948
160.1011
159.2844
160.1696
165.5474
191.7054
256.5571
277.3686
256.4731
238.0945
223.7325
187.929
148.6782
122.6773
109.5642
101.7054
93.8994
89.0614
91.9649
123.5732
151.5828
150.6586
150.0488
148.8513
150.5551
154.108
153.6572
155.7729
161.567
185.8611
245.7757
265.0275
248.252
233.8161
219.534
185.8065
148.3914
123.0637
109.9426
102.438
95.8819
90.5015
93.108
123.8157
152.6686
151.6013
151.2734
150.7943
153.3676
157.258
156.4194
158.5783
163.3692
198.5532
264.2915
276.1068
248.7594
233.0791
217.1179
182.8966
145.8197
121.1275
108.1401
100.9883
93.938
88.5759
91.6665
123.5214
151.5411
152.1378
150.6357
150.0875
152.2013
155.4169
153.9136
155.0296
161.6405
186.1009
247.2819
264.745
246.9303
229.9334
214.5457
181.0758
144.9985
123.1019
112.2489
104.6404
96.3843
90.472
92.2156
123.5241
155.5189
156.6797
156.8774
158.1754
162.1471
165.9789
164.7487
166.7913
171.5575
189.8493
234.8521
246.5945
228.2398
210.0866
197.4689
176.8967
151.6438
130.1342
114.8759
105.0263
97.8157
92.6937
90.6678
98.256
127.8958
168.9871
196.9173
209.1961
212.3737
215.0373
212.1703
204.4222
195.3988
199.1092
225.9045
244.2895
226.7975
208.3293
195.0688
173.4802
150.1271
129.6692
115.1806
104.5602
95.8159
89.229
86.7873
93.5081
119.6745
158.9814
189.9058
204.5881
209.7973
212.3045
211.8933
212.9308
216.323
233.3925
282.7002
313.0574
290.3615
262.5485
228.485
185.8098
146.1026
122.4844
109.3553
102.8731
96.4617
90.3166
92.1489
124.5047
154.0948
152.5663
150.6882
150.6545
152.888
159.4811
159.1207
160.8449
167.6738
194.5333
260.6731
286.1311
262.2923
243.6863
222.948
183.696
144.7662
119.8243
107.9177
100.4031
92.6734
86.9996
90.3799
123.5507
152.6424
150.4095
147.6289
146.4542
147.8694
152.9827
153.6082
156.2821
165.5461
194.9545
259.9926
277.5363
252.5459
237.134
218.0547
181.8637
144.0841
119.7152
105.9726
98.2945
91.5968
86.611
90.0485
123.8754
153.3216
152.1909
149.7298
148.0884
150.3266
153.8744
152.564
155.3231
162.5403
187.0635
247.1308
268.6662
247.4147
233.9798
215.0816
180.0499
143.9015
119.7248
107.2026
99.5627
91.9123
88.6502
90.823
123.7205
153.0049
151.2712
151.181
157.9146
160.6531
164.6707
163.8362
166.0198
172.6134
197.4213
256.1502
275.858
259.538
241.2687
216.492
181.9261
143.8353
119.8487
107.5509
101.5277
93.6197
87.9046
90.4936
124.1745
156.8779
156.9291
156.4163
155.6637
157.1871
160.9546
160.1727
160.461
163.5074
179.2764
221.6127
237.5101
223.9377
208.9291
194.61
172.7094
148.5295
127.1718
111.3991
101.5232
94.6894
88.5257
86.3559
96.201
127.6179
167.9751
192.4458
199.8179
199.4659
199.6273
197.3589
190.268
185.8626
191.0862
222.2142
237.8098
223.5784
210.6404
193.9253
171.4278
147.0573
127.5766
111.3041
100.3987
92.6
86.9563
84.7933
91.2363
117.6019
157.1298
188.631
204.5246
213.519
223.0766
226.7882
228.242
225.8879
237.8503
284.1994
301.5467
279.6855
256.7473
229.2943
186.4567
146.1685
120.8514
107.6499
99.2428
91.5028
87.3597
90.484
124.5023
155.2345
152.7552
149.9797
147.9348
149.7855
153.1071
152.1037
154.0908
160.5791
186.8515
254.6691
280.4256
262.0162
247.8734
224.6424
185.1055
144.6944
120.172
106.2927
98.0685
90.9426
86.8113
90.798
125.3024
155.294
151.4324
148.0921
145.5491
146.9834
151.8054
149.7142
152.0088
158.6635
183.3732
243.0326
266.7797
250.3547
241.9391
222.0908
183.3133
144.9518
123.5243
107.9963
98.0629
91.0648
87.288
91.7655
126.1441
156.9865
153.834
150.5023
147.8211
149.0996
152.6796
150.97
152.6833
159.0936
182.3449
241.969
263.7381
248.4842
239.5925
219.7781
182.8232
144.7368
120.5326
107.9691
100.3278
95.0691
89.6161
92.4924
126.0346
158.6086
154.836
151.277
149.2438
150.7824
155.5954
154.5251
155.9437
160.3678
183.0387
239.0368
258.4802
243.6976
236.4331
216.3921
183.5153
147.804
125.442
112.3842
101.4564
93.5146
88.8291
91.7661
123.9289
156.2524
156.6905
156.6162
155.0459
156.5163
160.3302
159.6888
161.3491
166.2121
183.7944
220.9085
233.5437
220.615
209.3063
193.7263
172.5782
148.6503
128.9472
113.9931
104.1846
96.0984
90.4228
88.4346
97.1027
128.4078
168.5925
193.0447
200.9346
201.5654
207.5474
199.4149
190.1836
182.2236
186.8059
214.3046
229.4325
217.745
209.6224
193.1186
172.2706
149.3472
128.7904
114.0868
103.4413
95.9778
91.3822
88.9409
95.0289
122.068
160.9867
191.6212
205.573
212.9484
216.1466
212.1816
207.4501
207.8592
225.247
280.7381
303.4483
280.4468
258.3294
226.4888
185.8816
146.7283
123.6817
110.6485
102.9483
97.07
91.843
94.2041
127.8499
161.0108
156.4575
153.5016
153.2482
156.8596
162.556
162.2545
163.3612
169.8767
197.4911
267.469
291.2266
269.5917
250.6415
222.6619
183.952
145.0074
122.1279
109.2363
100.0513
93.4056
89.1514
92.7916
127.0513
160.3022
155.5251
150.7782
150.1821
152.3329
157.2311
156.4821
159.0626
166.2124
195.0757
268.8857
289.5916
269.7722
250.4299
222.4279
185.9636
148.7804
122.6095
109.0012
100.4819
94.9499
90.025
92.7406
126.6362
159.5477
155.6966
152.7834
151.4686
153.8645
158.8912
156.3269
158.1212
165.9235
195.7534
266.1299
288.5564
262.9404
245.8635
219.3029
182.2217
146.05
123.181
108.0245
97.0381
89.4359
86.2437
90.2103
125.4543
156.0608
152.4037
149.912
148.4305
149.9515
153.0569
152.0629
154.6759
160.8361
185.3085
245.3536
269.3832
256.4484
240.0966
213.9247
178.9212
143.5084
120.7578
108.2329
97.8588
90.0848
86.0842
89.6452
122.8437
155.3091
155.7671
155.1676
154.1346
155.8989
161.9236
162.7352
162.3762
166.6822
186.5718
232.3401
248.1906
233.6547
213.9304
194.1564
170.4961
146.396
125.9802
111.3397
100.9932
93.1073
87.432
85.6448
94.4738
126.4117
167.2146
194.5626
205.2857
209.2723
212.1225
211.268
201.4218
193.0873
199.9843
235.8682
253.3152
239.6145
220.95
197.368
173.5883
149.0448
126.7748
110.5887
100.0987
92.6777
87.4053
85.5302
91.9064
120.4946
162.6654
193.1651
207.5882
212.7086
215.9142
218.0919
210.6582
205.8867
221.2984
275.2881
299.369
284.4487
258.3912
229.904
189.7526
148.0511
125.3275
111.9752
102.1404
94.66
89.1398
91.9064
125.8388
158.6838
155.0952
153.3266
153.2282
155.7717
160.8372
161.1824
165.2097
172.7597
215.2822
300.064
315.6325
287.3868
257.3341
225.9794
186.9588
147.1032
123.672
107.8914
99.7943
92.4393
88.146
92.4842
128.2154
160.595
157.3505
153.6165
153.4744
156.7344
160.5894
159.3412
162.0367
172.7558
206.9813
280.6002
307.0113
284.9142
258.5967
227.7952
188.6119
148.2124
125.1277
108.3367
99.1329
92.7144
87.4366
91.9329
128.1206
163.3796
159.6856
155.7529
154.2294
156.5435
160.0852
157.846
160.6875
168.2134
198.5715
269.7575
289.0864
271.2795
249.0489
223.358
186.4169
147.0609
123.6037
108.1264
98.5023
90.8206
86.8487
91.2804
127.2768
160.1629
157.0207
154.1774
150.6334
151.0464
153.1163
151.7414
154.0647
160.465
184.9602
249.3007
272.694
262.0771
240.2815
214.6084
179.8019
144.1374
123.7612
109.085
98.4183
91.1141
87.2256
92.0895
125.9842
161.7521
162.4292
160.7536
159.4541
161.7901
166.235
165.8265
168.5762
174.8018
196.7772
247.8312
263.7365
246.6903
220.9566
198.3523
175.6858
150.0693
128.456
111.8997
101.497
94.3127
89.0712
86.8934
95.5378
128.3578
169.3782
195.0814
206.6978
212.3209
213.1664
216.1422
212.0195
208.8525
214.9044
249.5498
265.3788
250.2224
223.3892
199.423
175.7155
150.2511
128.2866
112.0474
101.2759
93.1828
86.8977
84.6538
91.6249
121.7158
164.0289
195.9534
216.5234
219.8194
222.7757
222.6503
217.8798
213.1557
226.9678
285.661
313.994
293.7003
259.0724
224.5294
184.1226
145.4439
123.5672
109.7635
101.916
94.9047
90.1915
92.0283
125.3123
159.4009
155.9926
153.6166
152.0697
155.1119
160.5028
159.5069
162.2186
169.4853
203.295
278.0233
301.8248
284.1789
255.2507
223.2306
182.7669
142.7703
117.1599
103.9425
95.9771
89.538
85.5484
90.3001
125.5589
159.4147
153.9449
149.4979
147.9896
149.6767
153.2175
152.3216
154.4583
162.1488
193.1266
264.2591
293.1627
278.2656
250.1124
220.6125
182.8891
150.3728
120.5573
105.6292
94.6743
87.9665
85.2168
90.2858
126.3303
161.3804
156.1445
152.0368
149.8366
151.6194
155.7401
154.419
155.528
162.9981
190.5245
259.1111
286.5201
274.651
247.2327
218.6186
181.1807
143.2337
125.8126
112.1824
101.6795
92.7455
87.6045
92.0379
127.8821
162.9179
158.5252
154.3699
151.7144
154.7899
158.3598
157.2831
158.6653
163.3091
186.6928
251.3767
284.8013
270.7779
242.174
215.9857
179.4598
142.8456
118.9101
104.4416
96.2322
91.7189
88.7856
93.382
125.8648
161.9823
161.6703
159.3717
157.206
159.2075
164.128
165.0684
169.4384
174.9421
196.4393
255.8238
273.1042
254.1767
224.6911
203.7575
179.9179
154.7583
136.0159
119.3123
106.6822
97.3095
90.3169
87.4247
96.561
131.7316
176.975
204.0236
214.353
216.2996
215.1775
209.6639
205.9394
203.7304
213.508
250.4769
273.6823
256.98
224.724
199.2141
174.6517
149.7853
128.5681
111.6821
100.5551
93.0838
87.25
85.6622
92.6089
121.9062
164.7119
196.4908
211.5744
220.3067
227.597
228.7173
225.7104
230.0056
249.7296
307.7529
331.3106
302.2226
262.2921
227.1084
184.8526
144.7503
122.8216
108.6315
98.7176
91.3832
86.7023
91.1091
127.0327
163.6161
159.1571
155.2269
153.6974
158.153
164.1753
164.2398
169.8225
180.6455
223.4884
302.3134
322.3643
298.5943
262.0583
229.2124
187.7873
146.1643
119.2621
103.6484
95.9984
94.3827
93.9645
97.7497
130.9508
166.9622
162.3347
157.9762
156.0661
158.5812
163.1091
165.8149
169.2439
180.8208
216.6164
292.7228
312.4727
293.8559
258.6613
227.4248
190.4046
151.54
128.1445
112.6084
102.2279
94.2725
89.1489
92.724
127.8723
165.018
161.4938
156.4363
154.4487
157.2604
161.6088
160.6497
163.6406
172.6517
203.8746
271.3485
310.049
290.8844
255.9676
226.9085
188.5537
149.353
126.9869
112.3741
101.4745
92.6039
87.8687
92.2012
127.9346
165.3854
160.7032
156.9799
155.0311
156.7129
160.4842
160.1228
162.5541
168.839
194.7894
262.0405
294.5778
282.0727
249.8059
221.8194
184.0748
146.3387
119.8809
105.3315
100.8242
97.4682
92.8383
95.0057
127.1929
164.2258
166.789
167.1594
168.5378
172.5643
177.3635
176.3264
178.3018
185.6238
209.1697
261.4968
283.6331
265.8171
231.4547
208.1711
183.564
156.9815
140.1119
123.9362
109.0282
97.0902
90.1055
88.3119
96.541
128.9313
175.2781
204.6851
216.1297
220.3698
221.276
219.1508
217.4704
215.5286
224.8907
265.362
292.7551
270.8926
233.4427
208.3798
184.3575
159.0593
139.278
120.1255
105.3768
95.1489
88.7295
87.3324
93.8811
122.6791
168.8475
201.4158
215.6266
220.2226
223.4152
224.1673
221.0491
223.1655
245.2169
308.4294
339.8677
315.4951
270.4074
235.3824
192.2353
151.0792
125.4467
110.0644
102.0724
97.51
92.9348
95.1171
128.7267
166.2401
163.1616
159.6654
157.5917
159.1183
164.702
163.6459
166.7427
176.8423
211.074
295.062
334.3324
307.3614
266.5787
231.8707
190.0929
149.0027
123.9832
109.4085
100.7328
94.258
89.7623
94.1109
129.7552
167.8313
161.9584
156.6646
153.6876
155.9756
160.4651
159.2949
164.3357
174.6955
213.2563
297.2622
330.1696
297.6847
261.1036
231.853
191.4598
151.5884
129.3183
114.8374
107.6905
100.6094
94.7286
96.5363
131.0092
168.7455
164.407
160.4616
160.6228
162.0488
169.5757
169.5453
172.1823
183.6435
212.3191
283.9925
324.9584
295.9298
258.3515
229.4418
190.0062
151.0382
128.2
114.4037
105.2063
97.4434
91.7251
95.4097
130.4736
168.9167
166.3941
161.5909
158.5397
160.6741
164.3602
163.7277
165.3921
171.7841
198.8611
265.9366
302.943
284.6771
252.8188
224.6662
188.1787
150.1961
124.3181
108.8353
99.7382
94.2805
91.9453
96.5078
129.6241
167.3489
170.0312
171.0868
172.8138
176.8345
187.9147
190.7395
194.1773
198.8499
227.565
277.3613
291.6091
260.9742
227.937
206.201
184.2789
159.5487
142.3119
125.5457
112.2597
102.048
95.6369
91.9733
99.3481
130.2188
175.6355
204.9061
217.1718
220.7587
221.6264
217.7086
212.9117
210.132
220.9685
263.6732
290.4091
266.7248
233.2928
207.9057
183.9055
159.3125
139.3362
121.7508
109.0411
99.5128
93.5431
90.7703
96.5113
121.0161
163.7907
197.6537
216.4674
225.5353
229.8739
229.601
224.5309
223.2191
235.7725
282.4269
318.7742
293.191
254.9388
224.6365
189.4267
153.3285
131.9428
115.1373
103.4725
95.3207
90.9381
93.3385
111.7553
143.2144
160.2761
165.9157
169.0924
172.6851
174.9279
172.4828
172.233
175.9948
199.182
263.5434
306.7316
285.1461
248.985
220.0372
185.4781
150.1545
125.294
109.4146
101.9729
95.898
91.6619
93.9685
112.0645
142.8407
160.0535
163.6788
165.1179
167.2519
171.3217
171.1459
172.3043
176.4267
200.4541
259.3779
296.3453
276.072
245.115
218.1224
187.2931
153.1198
131.9464
118.3004
106.481
97.3384
91.8698
93.7012
111.5837
141.678
159.6091
165.9161
167.1799
169.0584
171.9822
170.0868
168.5971
170.6448
191.526
248.7585
287.4247
268.1084
237.3398
212.8868
182.4668
149.723
130.8488
116.0878
105.8704
98.2603
93.4692
94.7865
111.7755
142.147
164.0116
171.7876
176.4662
182.0244
189.3085
190.3533
190.4407
195.5876
221.0147
278.6663
302.4773
276.1708
243.302
217.8388
187.7152
157.0236
136.3297
120.0204
108.4791
100.5469
96.0986
97.6614
112.8801
142.1212
169.4372
184.5046
191.7832
199.3163
205.4025
204.1027
205.5466
213.606
234.6649
284.8753
312.6648
280.2458
242.053
217.938
193.6852
168.1389
149.3096
130.4991
117.0845
106.4667
99.4931
96.4676
102.3092
125.1599
165.8166
201.1847
219.9441
228.9348
233.2529
234.5749
229.7327
229.0683
242.1509
285.5809
307.3809
276.6395
241.677
216.6601
192.0998
166.938
145.3788
127.9399
116.6764
107.5958
98.6242
94.6631
99.3603
119.6285
161.3645
201.884
223.4149
232.5213
234.7187
231.9962
227.6129
227.1712
247.0478
322.8708
360.7637
319.1535
277.5505
242.7647
202.8184
161.6865
136.8491
122.0911
110.2689
100.7759
94.8606
98.2542
132.0147
168.0316
165.742
161.834
160.8233
164.6725
170.8179
170.917
174.0359
182.8763
219.9629
309.0475
347.5699
311.5722
271.27
238.6641
197.9061
156.5025
129.6904
113.5188
104.0786
99.3937
95.5618
100.0523
133.3647
170.243
167.0315
162.3058
160.9432
163.2141
168.64
168.3187
173.354
185.625
229.5926
315.9078
344.3774
306.3163
271.7017
244.7652
209.4579
169.3902
143.974
122.7922
108.532
99.2812
95.2169
100.1807
134.4567
172.5461
174.2686
172.8965
172.5687
175.9325
181.5376
180.2626
184.606
193.6996
232.4949
312.3176
338.9148
303.2277
268.3588
239.205
201.0647
160.4873
140.6391
126.7645
115.6155
104.9091
98.0779
101.575
135.6581
174.4599
174.9913
173.4876
172.0514
173.931
178.9785
179.1154
182.3725
191.4302
225.097
300.9756
330.5572
299.7023
265.3847
237.7842
202.0059
167.1773
136.957
120.3106
110.0135
104.6758
100.3859
102.4736
134.7335
172.6159
175.4404
174.7936
174.3258
176.8703
182.0351
182.6146
186.7738
196.3571
225.997
289.3771
310.8958
278.9475
243.7124
221.1564
197.0712
170.3887
148.5064
130.4545
118.9218
112.7496
103.6995
99.1156
105.653
132.348
179.1835
214.5957
231.1421
240.5294
245.032
241.242
238.0022
236.0554
252.1574
298.8807
322.1713
285.9437
249.0425
224.3559
200.3728
174.7652
152.7384
134.3256
121.719
112.9236
107.3661
101.1898
101.072
116.607
154.9503
207.402
244.7212
264.7602
278.5697
283.701
274.9875
266.1419
268.44
290.4203
365.1867
367.4004
317.0613
276.4472
240.8118
198.6523
159.1811
137.0554
125.1387
114.82
105.3756
98.4355
103.9093
143.5905
179.9227
173.7777
169.0756
166.6078
168.0883
171.2462
170.6928
173.2774
184.506
230.6027
337.3239
351.3101
308.655
271.2154
237.7716
196.3115
154.2933
128.7947
114.5183
107.2591
103.3191
99.1611
103.4609
142.5974
178.6883
176.4075
174.5741
174.0391
177.0381
182.5121
182.4397
190.1706
210.0822
256.1582
322.5863
329.9923
293.448
264.5526
237.1409
198.2053
159.1822
142.933
122.8725
111.4381
103.2257
98.9075
104.5805
143.7247
180.0629
174.7511
170.6425
166.916
167.6988
171.5188
170.6246
175.0858
190.0613
242.8526
330.6294
341.5713
301.8829
268.8379
240.1735
201.4264
162.6435
140.994
125.6249
116.3666
108.1427
100.5037
104.1533
141.7834
178.8838
173.2377
168.954
167.0122
167.7671
171.8158
173.4356
180.0257
194.6851
239.8788
320.7863
331.0279
296.5635
264.0779
236.2122
198.201
158.9998
139.0238
121.5413
114.9232
106.6085
99.2835
102.6706
138.2978
178.2572
179.5707
177.0129
173.4825
174.0844
176.8379
175.974
181.1901
196.36
237.3028
306.0191
310.3374
271.4567
237.3605
216.0298
192.4514
166.6898
141.4958
123.2033
112.4911
106.9658
103.5888
100.7547
109.709
146.1459
192.8881
222.7341
235.9244
238.0782
238.7791
235.2992
231.1893
235.2858
263.6002
316.849
319.8745
279.9289
245.0344
221.0671
196.7958
170.1391
149.5877
132.6537
120.363
110.8542
101.8733
97.9245
105.2822
135.5123
184.3713
223.1669
242.0213
249.0423
253.4656
254.6304
254.1857
260.0782
292.1126
364.1222
366.789
317.5036
277.2368
242.9251
201.3163
160.6383
139.7463
125.4259
113.7124
104.8644
98.3836
101.9161
137.7694
175.7969
172.4911
168.9216
167.6717
170.7707
175.0315
174.707
178.4686
192.0907
243.0206
340.9599
354.0243
311.7419
273.5519
243.6029
203.9572
161.9486
135.3633
120.1874
111.5409
101.8915
96.4228
101.4323
138.1172
175.5336
171.3581
167.556
165.4568
169.2584
173.9791
174.2482
179.9589
193.7261
241.3517
332.515
345.5078
306.2874
271.7767
241.6409
201.9126
160.6193
136.3436
122.0139
112.9564
104.4091
97.9977
102.0425
138.576
176.831
175.3838
170.5311
168.0665
170.6749
174.7569
173.1968
176.7533
188.9008
238.6523
326.926
337.1662
299.7147
266.7505
238.0545
203.0776
165.4677
140.0629
123.7388
115.1486
108.3044
101.6083
103.6049
138.176
177.1654
178.4386
176.5805
175.1512
177.795
183.5526
182.643
188.0583
202.131
246.3516
322.946
333.418
297.1715
264.9185
238.8888
202.3933
163.6783
136.063
119.9745
111.383
108.2116
104.9977
106.0948
137.7416
176.3937
179.0191
178.6489
181.0296
184.6635
190.1145
193.5531
199.0181
209.1237
253.6168
325.8952
323.4229
278.084
243.2225
220.3457
196.6327
170.2388
149.2025
132.0279
117.9483
109.6994
101.9421
98.3313
106.8155
137.4381
184.2713
215.1553
229.8372
235.5525
240.9613
242.2069
241.2576
245.8698
274.0846
322.6465
320.22
278.797
244.1718
219.8525
196.0105
170.279
150.0577
133.7782
119.6562
110.8217
102.1265
98.4163
105.0211
131.9188
178.9418
216.8415
236.9932
246.4065
253.1851
254.938
256.1101
267.4375
301.4289
369.6728
369.4305
322.2243
281.8329
247.8406
205.8146
164.8085
140.5192
127.384
115.7851
105.6559
99.968
104.2522
139.7503
177.5406
172.8782
169.303
168.6293
171.686
177.5461
179.2048
187.2563
204.0496
256.7427
347.8686
358.5689
318.1365
280.7101
249.5455
208.6296
167.5224
145.5213
131.0438
118.6138
112.5626
105.333
106.7961
142.2401
179.3256
180.1714
179.219
179.8396
184.2878
187.8284
187.4199
193.8599
209.9132
258.5216
341.3252
351.2928
312.8925
277.9553
247.1315
208.5363
169.0081
139.9862
124.7864
116.1414
108.9527
102.2935
106.2823
141.7583
179.4976
177.2917
173.4499
171.1509
174.7261
178.3503
178.7866
185.0456
201.8534
250.3542
331.5397
343.86
307.8521
274.9215
245.473
206.6293
165.8921
140.475
125.7822
120.2384
111.7624
104.9541
107.9031
143.4763
182.3798
187.5833
190.7216
193.5559
195.8683
201.1491
202.5939
206.6854
217.3877
259.9234
337.1633
347.8117
312.5002
280.253
250.9737
212.742
175.5048
150.2366
134.4939
124.7381
114.2448
106.3751
109.3172
142.6026
182.1122
185.9072
185.5205
186.5399
189.9432
197.1221
199.31
205.5929
219.1187
259.1515
320.6453
322.8112
284.9147
254.2366
230.2699
206.5449
181.0578
157.2891
139.2446
127.2835
119.2907
113.5663
109.3579
115.2803
145.791
194.6264
226.8861
240.809
245.1826
243.9276
238.0388
234.4658
242.8587
275.9494
329.1325
329.5446
290.074
256.3207
231.3024
206.222
179.8257
161.2612
144.2553
132.5289
124.8067
115.8164
109.2458
113.0929
139.2897
187.3052
229.657
255.6495
270.2523
280.1866
282.2622
278.3514
282.5732
314.6884
379.1025
382.6594
334.8336
293.6134
257.5387
214.2966
171.1509
147.6774
135.5515
125.8533
115.4699
107.5467
110.3798
144.9777
182.9019
182.3985
177.9474
177.833
182.1592
189.6255
190.1214
198.7713
215.3152
268.3569
356.4368
367.4995
327.7172
290.8068
258.4844
216.2644
171.9298
142.9943
128.729
119.2608
112.1574
105.5906
109.1348
144.9299
183.1331
183.2768
177.892
174.4162
178.1883
183.8168
184.3682
188.5577
202.7731
253.4926
342.2174
356.0425
319.6267
285.505
252.7415
212.1653
170.6206
144.64
129.1004
117.2801
112.9895
108.2071
111.8975
147.5736
185.8935
184.7383
182.6818
180.9138
183.9466
194.9193
197.0995
204.5045
221.0477
269.315
348.1953
359.4428
322.4603
289.4487
259.4884
218.4659
176.3904
162.5463
142.8091
126.8656
116.0696
108.1305
110.7898
145.7277
185.1487
187.0445
185.9785
185.3459
189.2048
195.8138
194.0863
198.7632
212.5321
259.128
334.3042
344.9065
311.299
279.3491
251.3772
213.0752
173.2563
154.2589
138.7385
123.966
113.6879
107.2505
110.8677
144.8294
185.5591
190.5651
190.1194
187.9656
188.9531
193.4484
196.9229
204.0766
216.6058
253.2692
311.4024
318.8923
288.1579
256.4879
236.8246
212.8093
184.7189
166.5219
146.0369
128.136
115.0704
108.4243
107.413
116.1797
145.6126
193.514
228.0117
243.7023
250.0643
252.8908
251.4919
252.7519
258.7991
282.8811
328.7568
333.2589
296.2997
262.6275
238.8805
213.2952
185.9906
162.3893
144.3619
131.7738
122.4873
115.6264
111.3569
116.8732
143.0848
192.4021
231.8449
252.6126
266.6475
267.9488
264.0874
263.075
273.9087
313.6225
378.2712
383.0394
339.9437
299.4112
265.2029
220.6663
178.0142
152.7159
139.0107
130.5683
122.7289
115.6802
116.6989
152.3386
192.8173
193.2942
191.9391
192.4976
193.7227
200.8605
202.961
209.8578
230.4833
283.8711
371.9398
386.2197
344.0758
305.4443
271.4142
228.012
183.9127
160.8265
146.1332
139.8614
129.0731
120.1891
121.6128
157.6338
198.7936
197.9846
193.8254
191.1869
193.2372
197.7629
197.3559
202.2955
220.1808
274.7061
358.9332
375.8224
340.0114
304.8218
273.0042
230.3549
185.4552
159.8816
145.4433
137.1359
130.1713
123.3029
124.7076
160.7141
201.995
204.301
203.0185
202.6475
206.3371
210.8394
208.591
215.284
232.9779
279.2615
356.8466
370.5186
334.5872
300.4844
270.0039
230.4215
187.5989
163.594
144.556
134.5819
124.9919
118.355
121.1106
158.2705
197.9309
199.7417
198.6218
196.4589
197.8414
200.1373
201.1354
207.96
223.6007
265.325
339.0115
355.3399
326.0508
295.1776
266.9977
228.1219
186.1969
160.7207
145.3882
136.6078
129.0898
121.395
123.3206
159.1243
198.8071
202.7036
202.9568
200.3236
202.95
206.9025
208.7546
217.128
232.1799
268.4255
320.6552
328.3155
297.6821
268.1125
246.3317
219.8636
191.4214
170.4615
151.9814
139.4416
130.6848
122.8432
118.7059
126.199
156.0198
205.4894
243.7227
261.9434
268.6706
270.3663
267.0014
265.706
270.9294
298.3535
340.6281
344.0628
308.2743
275.2829
251.1626
224.63
195.525
172.0138
153.368
140.4281
130.1961
122.9946
118.7085
124.3745
151.1343
202.2887
245.7071
268.0184
278.8736
284.529
285.6729
286.6894
291.6776
317.225
369.4183
375.8106
340.7122
307.5013
275.7291
230.7207
185.3682
158.9108
143.7607
134.6479
126.8953
118.8882
119.9167
155.1103
194.3911
196.1697
195.3372
194.7069
198.5972
204.3405
205.5909
212.8151
228.1629
278.0666
363.9851
380.9739
343.5742
304.6677
272.2413
228.0692
183.5716
156.7119
141.6642
133.5739
124.5167
116.2963
119.0579
155.26
194.3654
193.6825
189.1144
187.0618
188.965
194.2761
193.8127
200.019
217.55
270.2185
353.9661
368.6625
333.5939
299.4828
268.8454
227.3712
182.5797
156.6261
141.1302
132.383
124.5682
117.5628
119.582
155.1961
194.3555
198.1153
198.4298
199.0554
202.3221
207.3522
207.4663
214.1905
232.0358
275.8138
348.5879
360.7275
326.8676
293.5922
264.5225
225.8401
184.5599
156.9276
140.0115
130.2311
124.582
118.6253
119.8752
153.7206
193.31
196.2409
196.3622
196.4282
197.7894
202.7762
203.6315
210.6912
227.1834
268.6433
339.7451
351.7972
320.6429
290.0329
262.394
223.9123
182.3814
155.761
140.5074
130.7531
122.8321
115.0829
115.8963
149.4438
190.1976
198.4202
201.8011
202.8002
207.7159
214.7066
217.0101
222.8007
235.8112
271.8475
321.3555
324.5943
292.81
263.2675
240.504
217.1761
189.5269
166.0903
147.4833
134.3854
126.4799
118.755
113.5303
120.3765
147.6264
193.0414
235.7296
258.4178
268.6353
274.47
274.3087
274.4169
280.5444
300.5407
337.1283
338.9366
303.3642
271.2177
248.8193
222.376
193.8223
172.6966
153.9287
139.792
129.5165
122.1759
114.412
118.3636
141.7122
187.9364
234.8903
263.4741
279.0372
285.0561
286.955
287.048
292.128
317.0845
370.0997
379.1864
339.9778
303.3779
269.4445
226.9916
183.5335
159.8054
145.4946
132.3492
120.7069
112.4451
114.7886
147.6613
185.9719
190.7523
191.6861
192.4151
197.0769
203.0834
204.917
212.8447
231.457
279.2183
358.4895
373.2243
337.3262
301.7108
269.3085
225.7412
180.9709
153.5706
137.5931
127.6353
118.5256
111.4833
115.1148
149.3447
187.5571
190.0191
189.6783
189.7274
192.4342
197.4546
198.8538
205.3642
223.3975
269.5276
345.2395
357.6547
326.1952
293.9959
264.2019
226.1993
185.694
160.1076
142.1225
130.3821
122.8775
116.0441
118.3037
151.5456
189.5064
193.3809
194.3424
194.8567
198.8071
204.538
207.4625
212.4089
227.2627
270.069
341.325
356.4961
326.9691
296.8944
269.6908
229.4255
187.1219
163.0972
146.3588
133.0964
122.2268
114.9435
118.233
151.969
191.5578
194.1233
193.259
191.7741
195.1703
200.5241
201.9753
206.4523
222.5198
264.3784
334.1062
349.4998
319.9781
288.9497
261.1698
223.8194
184.1145
158.6622
140.9372
132.604
123.8813
116.5197
116.7903
149.4075
188.3488
195.1967
198.057
198.7162
201.4783
206.8111
208.4786
214.18
228.4718
267.4573
319.911
324.6781
295.0321
264.567
241.5365
215.7703
185.562
162.9066
144.0561
131.6646
123.8424
117.138
112.7908
118.7518
145.2732
191.4504
232.6138
255.2303
266.4218
271.7975
269.8466
268.52
271.0237
290.5276
327.4288
330.2999
297.012
266.1947
243.3941
218.5742
189.8687
174.3653
153.9646
136.8162
121.3603
110.5206
106.9066
113.3139
136.9664
180.6588
227.0057
254.6544
270.1103
277.5941
277.7498
278.9384
287.4896
310.4062
355.5633
363.9717
325.0809
292.3007
261.2915
221.1387
179.122
153.9233
135.8733
125.5991
115.8516
107.5325
109.3359
137.4619
174.4931
185.2908
189.1223
190.8043
194.2693
200.6462
201.1543
207.4326
223.3633
267.1295
340.4339
356.1538
322.0464
288.9897
259.1417
220.0225
178.1215
151.9562
133.2443
123.4349
113.1266
105.7828
108.5392
136.8366
173.1213
183.7835
188.205
189.9619
194.7782
203.0101
205.236
208.5896
223.2088
261.4273
327.5551
342.6713
313.8863
282.9993
255.7674
220.4523
182.1901
156.3648
141.4565
127.8607
115.5472
108.3818
110.7805
135.1606
170.8394
189.0703
194.2936
194.6963
199.962
205.989
206.8602
207.8238
217.7791
257.2832
320.3715
337.7681
310.2432
280.676
256.5261
221.792
184.6149
158.46
138.9176
127.1963
120.1266
113.699
113.2635
132.0731
166.6121
191.8886
207.0854
214.8648
220.1693
225.3595
225.3773
223.9502
230.9936
265.7712
323.7354
337.5489
308.372
279.1819
254.7706
222.9542
189.0221
165.0869
147.8268
137.5742
126.1265
115.5686
113.3597
128.1698
159.46
193.9288
217.9599
227.535
230.2387
230.2131
228.2852
228.9219
241.2983
270.7283
309.9184
315.1881
287.5942
260.7299
240.5298
216.7714
190.2045
168.2668
152.1338
139.9038
125.3844
114.636
110.6932
117.7996
141.9449
184.4587
221.2736
237.6152
246.4272
250.1551
248.2997
251.4984
258.0892
278.4645
304.0016
300.9461
274.8645
251.4597
233.2259
211.6205
184.2892
163.4562
143.5652
126.9255
116.546
109.027
106.0626
112.7702
135.8896
180.2884
224.4799
250.5109
267.1622
275.2466
276.9551
281.0269
300.5985
329.7041
350.965
275.9135
211.3765
193.0901
177.093
166.6905
161.8046
157.2079
144.1709
128.9245
116.256
108.0018
103.1428
104.05
114.7419
142.3064
180.2306
204.9833
221.2346
227.951
225.4931
222.4882
228.3728
248.4298
270.8046
271.1502
251.0855
231.0653
214.5014
193.7813
170.9968
150.9546
132.5219
120.7991
113.7699
109.5419
105.9912
107.3669
121.24
154.0183
193.2554
220.0041
235.2973
237.4221
226.3256
218.3579
217.9793
233.7879
258.9754
264.5684
250.74
237.32
222.3539
201.7545
175.9436
153.9226
138.3196
124.6835
114.3663
106.5433
105.4386
111.8485
129.5766
160.0501
188.1043
201.9404
207.4248
211.2019
211.3493
212.0793
222.9748
250.1114
292.1515
303.3966
279.6068
254.8066
234.3153
210.8639
183.6175
163.93
141.8283
129.0519
118.5205
110.7925
107.9572
113.4357
131.8067
163.1262
194.5431
213.3518
226.7129
230.7701
233.3335
227.9419
231.4703
255.8634
299.5924
311.7116
284.2317
257.5424
235.2592
210.3537
181.9936
159.6788
140.3084
124.9741
116.2409
110.1893
108.9845
113.9115
132.674
165.7402
198.3237
214.0101
220.3917
225.4607
224.9827
226.1366
233.215
256.773
300.352
313.6028
287.5053
258.6998
237.5057
214.5022
187.9839
166.1417
146.0674
133.4398
119.1813
110.3321
105.5928
109.5132
127.2595
164.9964
203.7966
224.3418
233.6217
236.6915
235.4152
236.9374
249.5199
280.3711
327.4345
341.7213
314.133
284.0156
259.14
232.1646
199.604
171.188
147.6761
130.3726
118.8313
110.9611
105.9012
109.0208
126.0279
162.3598
210.8836
245.9159
264.4329
278.6156
288.2274
297.4682
311.0686
330.3836
351.343
362.877
325.6468
269.6639
231.8213
208.3647
189.5842

## PtX Cost and Renevue (hidden)
Max | #REF! | 926 | [7 empty] | Emissionfactor CO2 | 41 | kg/ MWh | 4100 | Excess DH | H2 Kg
Min | #REF! |  | Cooling cost |  | Electricity |  |  |  |  | Emissionfactor NOx | 0.0019 | kg/ MWh | 0.19 | 40 | 1166
Avg | #REF! | Amount (MWh or Kg) | 13.3 | 330 | 100 |  |  |  |  | Emissionfactor SOx | 0.177 | kg/ MWh | 17.7 | 7200 | 43491.8 | 43491.8
Cost and revenue is the same | 660.5 | Cost | 798 | 19800 | 92600 | 0 | #REF! | 65750 | 66050 | Emission cost CO2 | 0.70152 | kr/kg | 2876.232
| 657.5 |  | Max | min | Max | min | avg | Cost and revenue is the same |  | Emission cost Nox | 12 | kr./kg | 2.28
[10 empty] | Emission cost Sox | 13 | kr./kg | 230.1
|  |  |  | Electricity | [8 empty] | 3108.612
|  |  |  | Cost | Revenue
|  | hour 1 |  | 96506.612 | 50691.8 | -45814.812
|  | Min |  | 3906.612 | 50691.8 | 46785.188
|  | Avg |  | #REF! | 50691.8 | #REF!
Cooling cost
|  |  |  | Cost | Revenue
|  | Max |  | #REF! | 50691.8 | #REF!
|  | Min |  | #REF! | 50691.8 | #REF!
All
|  |  |  | Cost | Revenue
|  | Max |  | 96506.612 | 50691.8 | -45814.812
|  | Min |  | 22908.612 | 50691.8 | 27783.188
|  | Avg |  | #REF! | 50691.8 | #REF!
|  | zero at max cooling |  | 69656.612 | 50691.8 | -18964.812
|  | zero at min cooling |  | 88958.612 | 50691.8 | -38266.812

## GHI (hidden)
GHI KWh/m2
0
0
0
0
0
0
0
0
27
90
137
151
68
90
25
0
0
0
0
0
0
0
0
0
0
0
0
0
0
0
0
0
47
120
173
190
167
110
35
0
0
0
0
0
0
0
0
0
0
0
0
0
0
0
0
0
50
124
72
43
38
26
13
0
0
0
0
0
0
0
0
0
0
0
0
0
0
0
0
0
13
28
39
42
37
26
11
0
0
0
0
0
0
0
0
0
0
0
0
0
0
0
0
0
17
47
71
80
166
112
14
0
0
0
0
0
0
0
0
0
0
0
0
0
0
0
0
0
13
48
72
81
70
109
38
0
0
0
0
0
0
0
0
0
0
0
0
0
0
0
0
0
19
50
41
45
39
27
12
0
0
0
0
0
0
0
0
0
0
0
0
0
0
0
0
0
41
113
168
84
74
48
16
0
0
0
0
0
0
0
0
0
0
0
0
0
0
0
0
0
20
124
180
87
77
50
18
0
0
0
0
0
0
0
0
0
0
0
0
0
0
0
0
0
14
30
42
46
41
29
13
0
0
0
0
0
0
0
0
0
0
0
0
0
0
0
0
0
49
30
42
47
42
52
19
0
0
0
0
0
0
0
0
0
0
0
0
0
0
0
0
0
15
30
42
89
42
124
49
0
0
0
0
0
0
0
0
0
0
0
0
0
0
0
0
0
21
119
170
48
43
54
21
0
0
0
0
0
0
0
0
0
0
0
0
0
0
0
0
0
52
58
86
208
188
132
55
0
0
0
0
0
0
0
0
0
0
0
0
0
0
0
0
0
16
32
44
49
44
32
16
0
0
0
0
0
0
0
0
0
0
0
0
0
0
0
0
0
23
58
45
95
86
127
24
0
0
0
0
0
0
0
0
0
0
0
0
0
0
0
0
0
54
60
47
52
89
61
18
0
0
0
0
0
0
0
0
0
0
0
0
0
0
0
0
0
68
152
212
233
211
154
70
0
0
0
0
0
0
0
0
0
0
0
0
0
0
0
0
0
27
63
92
104
94
66
29
0
0
0
0
0
0
0
0
0
0
0
0
0
0
0
0
0
28
66
96
108
97
68
31
0
0
0
0
0
0
0
0
0
0
0
0
0
0
0
0
0
21
145
202
90
209
56
26
0
0
0
0
0
0
0
0
0
0
0
0
0
0
0
0
0
6
37
52
36
35
11
6
0
0
0
0
0
0
0
0
0
0
0
0
0
0
0
0
0
15
11
35
47
67
48
23
0
0
0
0
0
0
0
0
0
0
0
0
0
0
0
0
0
6
11
15
17
16
11
6
0
0
0
0
0
0
0
0
0
0
0
0
0
0
0
0
0
6
11
15
22
23
18
11
14
0
0
0
0
0
0
0
0
0
0
0
0
0
0
0
0
11
19
24
39
15
11
17
1
0
0
0
0
0
0
0
0
0
0
0
0
0
0
0
0
6
11
37
47
38
11
17
4
0
0
0
0
0
0
0
0
0
0
0
0
0
0
0
0
6
11
15
17
16
12
18
2
0
0
0
0
0
0
0
0
0
0
0
0
0
0
0
14
6
11
16
18
16
12
111
2
0
0
0
0
0
0
0
0
0
0
0
0
0
0
0
2
6
9
14
30
121
91
20
5
0
0
0
0
0
0
0
0
0
0
0
0
0
0
0
2
7
12
16
18
17
13
7
2
0
0
0
0
0
0
0
0
0
0
0
0
0
0
0
2
7
8
36
20
17
13
8
3
0
0
0
0
0
0
0
0
0
0
0
0
0
0
0
3
6
9
12
20
12
9
7
4
0
0
0
0
0
0
0
0
0
0
0
0
0
0
0
22
114
209
107
188
150
57
138
9
0
0
0
0
0
0
0
0
0
0
0
0
0
0
0
6
7
10
12
13
12
10
7
4
0
0
0
0
0
0
0
0
0
0
0
0
0
0
0
25
117
201
18
21
20
230
142
43
0
0
0
0
0
0
0
0
0
0
0
0
0
0
0
4
7
10
10
13
13
10
7
4
0
0
0
0
0
0
0
0
0
0
0
0
0
0
0
3
6
8
11
12
11
15
9
44
0
0
0
0
0
0
0
0
0
0
0
0
0
0
0
3
7
15
20
22
21
9
6
4
0
0
0
0
0
0
0
0
0
0
0
0
0
0
0
3
9
15
11
14
13
11
8
4
0
0
0
0
0
0
0
0
0
0
0
0
0
0
0
4
7
11
13
14
13
11
8
5
0
0
0
0
0
0
0
0
0
0
0
0
0
0
0
46
158
63
167
361
341
111
181
67
0
0
0
0
0
0
0
0
0
0
0
0
0
0
0
10
32
56
110
72
215
58
20
8
0
0
0
0
0
0
0
0
0
0
0
0
0
0
0
5
8
11
14
38
15
11
8
5
0
0
0
0
0
0
0
0
0
0
0
0
0
0
0
52
160
17
23
25
56
99
179
71
0
0
0
0
0
0
0
0
0
0
0
0
0
0
0
33
57
97
246
381
242
155
207
89
0
0
0
0
0
0
0
0
0
0
0
0
0
0
0
67
184
112
195
274
233
131
184
24
0
0
0
0
0
0
0
0
0
0
0
0
0
0
0
57
162
18
24
135
157
114
183
78
0
0
0
0
0
0
0
0
0
0
0
0
0
0
0
61
168
99
193
263
243
140
194
84
0
0
0
0
0
0
0
0
0
0
0
0
0
0
0
5
12
19
25
28
47
20
207
95
0
0
0
0
0
0
0
0
0
0
0
0
0
0
0
8
13
36
21
19
17
21
14
7
0
0
0
0
0
0
0
0
0
0
0
0
0
0
0
6
196
20
26
28
26
22
14
102
0
0
0
0
0
0
0
0
0
0
0
0
0
0
0
89
13
21
26
167
104
94
229
6
13
0
0
0
0
0
0
0
0
0
0
0
0
0
0
5
8
25
76
153
182
130
151
72
16
0
0
0
0
0
0
0
0
0
0
0
0
0
0
110
234
173
262
307
333
253
41
19
17
0
0
0
0
0
0
0
0
0
0
0
0
0
0
7
15
23
77
295
268
169
176
88
18
0
0
0
0
0
0
0
0
0
0
0
0
0
10
16
35
164
257
319
300
207
119
134
23
0
0
0
0
0
0
0
0
0
0
0
0
0
15
125
66
189
282
339
314
165
219
138
21
0
0
0
0
0
0
0
0
0
0
0
0
0
15
121
17
135
249
303
341
277
56
27
6
0
0
0
0
0
0
0
0
0
0
0
0
0
3
8
17
27
31
75
235
292
169
99
13
0
0
0
0
0
0
0
0
0
0
0
0
0
22
8
17
26
17
29
112
117
12
7
4
0
0
0
0
0
0
0
0
0
0
0
0
0
10
22
54
33
278
296
185
37
31
8
16
0
0
0
0
0
0
0
0
0
0
0
0
0
4
140
18
18
21
35
21
27
19
10
4
0
0
0
0
0
0
0
0
0
0
0
0
0
3
10
19
27
116
336
214
107
19
11
4
0
0
0
0
0
0
0
0
0
0
0
0
0
4
8
12
17
22
23
22
17
13
8
4
0
0
0
0
0
0
0
0
0
0
0
0
0
4
7
13
17
19
36
35
51
43
23
7
0
0
0
0
0
0
0
0
0
0
0
0
0
22
165
110
238
246
174
324
213
148
183
54
0
0
0
0
0
0
0
0
0
0
0
0
0
4
11
55
30
37
60
167
108
18
8
5
0
0
0
0
0
0
0
0
0
0
0
0
0
27
44
151
98
229
300
245
119
86
37
15
0
0
0
0
0
0
0
0
0
0
0
0
0
5
9
22
47
209
348
406
345
333
203
71
0
0
0
0
0
0
0
0
0
0
0
0
0
5
8
15
20
25
27
25
20
15
9
5
0
0
0
0
0
0
0
0
0
0
0
0
0
5
13
23
33
21
63
41
48
35
33
12
0
0
0
0
0
0
0
0
0
0
0
0
0
5
9
15
21
25
28
53
20
16
10
6
0
0
0
0
0
0
0
0
0
0
0
0
0
5
10
19
33
40
45
40
34
24
25
9
0
0
0
0
0
0
0
0
0
0
0
0
0
12
24
34
112
139
63
38
21
15
10
5
0
0
0
0
0
0
0
0
0
0
0
0
0
6
15
78
91
67
164
219
148
122
217
83
0
0
0
0
0
0
0
0
0
0
0
0
0
83
33
43
218
214
390
536
174
362
231
95
0
0
0
0
0
0
0
0
0
0
0
0
0
107
85
223
500
570
593
569
500
391
254
108
0
0
0
0
0
0
0
0
0
0
0
0
0
6
11
14
30
42
44
41
42
35
13
7
0
0
0
0
0
0
0
0
0
0
0
0
0
108
16
27
37
42
50
103
61
36
16
99
0
0
0
0
0
0
0
0
0
0
0
0
11
112
17
28
36
44
45
43
36
27
224
94
0
0
0
0
0
0
0
0
0
0
0
0
2
9
20
112
115
315
381
257
219
240
184
81
0
0
0
0
0
0
0
0
0
0
0
0
2
7
12
42
520
592
614
588
515
119
31
118
12
0
0
0
0
0
0
0
0
0
0
0
16
88
133
147
44
227
308
464
523
175
281
134
16
0
0
0
0
0
0
0
0
0
0
0
24
144
19
31
41
63
338
228
173
41
53
25
5
0
0
0
0
0
0
0
0
0
0
0
3
6
20
31
41
47
67
56
38
29
18
8
2
0
0
0
0
0
0
0
0
0
0
0
29
151
20
31
40
46
62
165
418
342
281
138
21
0
0
0
0
0
0
0
0
0
0
0
37
168
21
213
276
261
415
610
390
432
208
149
25
0
0
0
0
0
0
0
0
0
0
0
39
70
179
293
385
455
606
422
282
210
260
128
20
0
0
0
0
0
0
0
0
0
0
0
22
181
338
483
592
660
674
642
567
455
311
160
30
0
0
0
0
0
0
0
0
0
0
0
51
190
340
475
584
651
671
644
571
459
318
166
34
0
0
0
0
0
0
0
0
0
0
0
53
192
340
476
578
643
414
540
387
236
231
11
5
0
0
0
0
0
0
0
0
0
0
0
6
12
146
222
172
222
45
34
32
21
58
8
8
0
0
0
0
0
0
0
0
0
0
0
5
9
16
135
334
474
503
524
437
379
285
147
20
0
0
0
0
0
0
0
0
0
0
0
5
8
193
338
410
518
489
482
336
292
178
87
20
0
0
0
0
0
0
0
0
0
0
0
18
140
180
377
430
611
633
606
537
431
301
160
38
0
0
0
0
0
0
0
0
0
0
0
65
200
213
475
434
499
656
625
551
338
308
167
42
0
0
0
0
0
0
0
0
0
0
0
5
14
202
508
615
685
705
675
602
293
352
198
57
0
0
0
0
0
0
0
0
0
0
0
84
82
382
523
635
703
724
695
621
507
365
209
64
0
0
0
0
0
0
0
0
0
0
0
99
250
404
313
395
244
224
310
378
325
126
202
62
0
0
0
0
0
0
0
0
0
0
0
6
16
28
75
124
97
122
69
75
37
25
13
5
0
0
0
0
0
0
0
0
0
0
0
29
78
207
270
336
361
222
431
331
76
65
34
11
0
0
0
0
0
0
0
0
0
0
0
107
111
237
281
393
496
259
144
127
38
26
14
5
0
0
0
0
0
0
0
0
0
0
0
6
10
206
136
280
70
115
145
128
84
14
199
67
0
0
0
0
0
0
0
0
0
0
11
115
127
271
313
653
715
731
700
629
330
376
225
82
0
0
0
0
0
0
0
0
0
0
15
131
283
437
571
669
731
746
712
637
521
381
228
83
0
0
0
0
0
0
0
0
0
0
15
127
279
431
565
667
729
747
721
646
533
388
233
87
0
0
0
0
0
0
0
0
0
0
16
125
274
425
562
665
732
750
724
650
537
396
241
93
0
0
0
0
0
0
0
0
0
0
20
135
287
438
571
666
726
739
707
633
524
385
233
90
0
0
0
0
0
0
0
0
0
0
24
147
172
335
445
697
759
775
744
664
551
410
256
106
0
0
0
0
0
0
0
0
0
0
30
158
315
470
604
704
761
777
745
670
553
412
258
107
0
0
0
0
0
0
0
0
0
0
30
152
303
451
583
682
747
768
743
669
556
414
257
109
0
0
0
0
0
0
0
0
0
0
33
160
315
470
603
705
765
774
744
664
546
402
244
97
0
0
0
0
0
0
0
0
0
0
3
25
20
32
74
267
47
537
669
427
500
370
229
96
7
0
0
0
0
0
0
0
0
0
32
10
22
468
604
704
761
627
545
585
438
357
256
113
12
0
0
0
0
0
0
0
0
0
9
10
137
201
33
48
47
189
266
135
69
30
40
17
2
0
0
0
0
0
0
0
0
0
9
22
100
338
484
686
488
763
411
313
42
239
18
23
3
0
0
0
0
0
0
0
0
0
4
7
22
20
47
55
60
349
59
176
250
388
246
42
6
0
0
0
0
0
0
0
0
0
4
11
22
45
47
223
752
773
747
681
574
437
283
133
20
0
0
0
0
0
0
0
0
0
51
174
216
358
327
185
113
140
418
433
309
404
260
122
9
0
0
0
0
0
0
0
0
0
52
175
24
37
49
56
61
46
45
55
92
32
13
9
2
0
0
0
0
0
0
0
0
0
59
187
26
62
139
83
65
131
236
77
375
438
291
144
28
0
0
0
0
0
0
0
0
0
69
207
226
512
325
412
505
323
217
457
50
189
20
142
29
0
0
0
0
0
0
0
0
0
75
214
368
237
166
218
582
620
399
376
597
326
307
103
34
0
0
0
0
0
0
0
0
0
72
205
360
375
402
740
528
440
458
191
163
135
74
125
27
0
0
0
0
0
0
0
0
0
11
29
227
375
51
347
798
815
785
58
597
462
309
157
10
0
0
0
0
0
0
0
0
0
79
27
218
227
284
368
803
534
179
714
604
467
314
163
16
0
0
0
0
0
0
0
0
0
6
14
199
330
446
596
599
500
397
226
139
23
26
7
4
0
0
0
0
0
0
0
0
0
5
10
120
233
349
515
478
343
368
295
256
174
139
7
40
0
0
0
0
0
0
0
0
0
6
14
26
83
51
58
78
64
62
58
600
467
160
169
47
0
0
0
0
0
0
0
0
0
100
244
401
361
678
775
829
843
811
736
625
486
332
179
52
0
0
0
0
0
0
0
0
0
102
245
402
552
681
777
830
844
813
739
632
493
341
186
56
0
0
0
0
0
0
0
0
12
109
254
412
562
687
784
838
847
806
382
621
484
335
185
58
0
0
0
0
0
0
0
0
12
51
244
398
546
423
766
558
552
412
579
189
481
333
184
58
0
0
0
0
0
0
0
0
14
109
250
403
547
672
768
824
723
807
732
622
485
335
186
60
0
0
0
0
0
0
0
0
1
7
16
238
281
105
179
423
339
505
636
471
401
305
28
31
0
0
0
0
0
0
0
0
14
5
9
35
28
39
50
58
65
62
57
36
20
132
22
8
0
0
0
0
0
0
0
0
2
7
16
28
88
179
267
575
811
593
704
597
466
322
180
60
0
0
0
0
0
0
0
0
17
7
17
29
42
55
132
206
330
557
699
592
462
319
179
61
0
0
0
0
0
0
0
0
17
110
17
29
103
274
497
597
809
776
703
599
468
324
167
23
0
0
0
0
0
0
0
0
3
5
17
137
206
417
58
329
63
61
143
253
35
23
60
20
0
0
0
0
0
0
0
0
2
8
17
29
42
53
59
64
67
64
137
635
507
360
211
79
0
0
0
0
0
0
0
0
16
132
269
416
558
571
771
824
834
562
637
402
347
334
193
72
0
0
0
0
0
0
0
0
27
130
59
408
547
671
758
816
833
322
142
122
38
25
211
82
0
0
0
0
0
0
0
0
3
127
18
31
60
343
515
839
854
365
153
647
515
75
61
22
0
0
0
0
0
0
0
0
3
7
10
20
38
60
83
107
65
774
58
37
271
16
14
6
0
0
0
0
0
0
0
0
29
9
19
432
407
250
148
79
67
131
120
91
179
16
211
85
0
0
0
0
0
0
0
0
3
9
19
186
179
275
383
576
344
418
316
664
532
382
230
96
0
0
0
0
0
0
0
0
36
149
293
446
592
483
404
528
323
526
774
667
532
383
177
98
11
0
0
0
0
0
0
0
3
7
12
37
41
116
61
98
118
64
59
102
39
115
26
11
10
0
0
0
0
0
0
0
3
9
18
31
44
54
88
140
66
81
123
107
188
115
40
19
10
0
0
0
0
0
0
0
3
6
19
113
441
472
215
298
141
316
490
507
523
271
227
75
13
0
0
0
0
0
0
0
5
15
67
258
388
470
602
692
815
793
725
463
357
266
96
41
11
0
0
0
0
0
0
0
34
84
54
21
377
577
255
74
580
493
154
208
262
14
29
12
2
0
0
0
0
0
0
0
34
136
80
105
286
282
507
533
532
754
363
526
156
295
58
26
5
0
0
0
0
0
0
0
23
21
71
269
260
654
522
207
656
773
707
384
50
87
185
81
11
0
0
0
0
0
0
0
35
136
92
298
544
657
59
63
69
665
107
313
26
16
10
6
2
0
0
0
0
0
0
0
6
18
290
442
586
709
796
848
861
838
771
662
531
386
237
106
17
0
0
0
0
0
0
0
3
9
34
246
95
213
63
67
67
65
60
52
46
27
224
7
2
0
0
0
0
0
0
0
3
9
35
253
412
273
418
454
545
836
767
663
531
385
204
91
15
0
0
0
0
0
0
0
4
6
11
32
27
37
61
53
65
51
53
106
307
346
75
34
8
0
0
0
0
0
0
0
4
20
37
88
26
54
62
64
66
63
59
593
477
349
217
10
15
0
0
0
0
0
0
0
4
6
19
17
26
53
61
154
97
104
249
51
37
133
10
5
3
0
0
0
0
0
0
0
43
24
104
430
568
685
782
839
564
442
329
650
517
375
175
108
20
0
0
0
0
0
0
0
42
147
19
297
564
689
593
843
615
64
213
37
70
211
193
96
16
0
0
0
0
0
0
0
4
7
12
20
31
42
52
99
61
64
48
113
470
37
220
102
19
0
0
0
0
0
0
0
9
30
151
354
403
532
416
483
400
399
631
314
76
107
118
80
20
0
0
0
0
0
0
0
45
152
287
431
569
689
781
837
854
823
760
659
533
390
245
115
23
0
0
0
0
0
0
0
3
9
185
167
443
564
496
809
824
174
492
304
341
177
9
72
16
0
0
0
0
0
0
0
4
7
12
20
59
659
632
808
826
799
485
40
28
120
22
5
3
0
0
0
0
0
0
0
22
45
127
161
44
417
61
64
65
65
176
648
525
387
245
117
25
0
0
0
0
0
0
0
45
153
290
216
130
55
439
567
641
836
490
679
551
409
262
127
28
0
0
0
0
0
0
0
49
162
305
455
599
723
817
872
888
861
791
689
560
415
265
129
15
0
0
0
0
0
0
0
45
153
162
435
576
696
783
838
853
832
766
666
425
374
214
66
16
0
0
0
0
0
0
0
33
110
205
291
319
453
624
703
744
722
581
479
495
329
152
67
22
0
0
0
0
0
0
0
32
141
127
343
442
438
624
794
807
789
729
521
410
320
205
106
19
0
0
0
0
0
0
0
32
126
111
267
532
656
745
800
813
803
745
462
255
135
253
29
26
0
0
0
0
0
0
0
40
142
276
113
179
400
398
276
361
358
776
677
550
406
259
125
27
0
0
0
0
0
0
0
41
147
19
32
387
697
790
849
866
841
589
674
548
405
259
125
21
0
0
0
0
0
0
0
40
143
277
422
560
681
775
832
849
827
764
664
538
397
252
121
26
0
0
0
0
0
0
0
41
148
285
430
566
675
752
798
810
785
730
640
524
195
215
118
26
0
0
0
0
0
0
0
3
9
19
31
395
346
379
137
532
178
189
115
530
51
99
119
26
0
0
0
0
0
0
0
3
144
109
178
363
192
774
140
345
268
172
267
553
409
260
125
27
0
0
0
0
0
0
0
3
9
107
437
402
195
75
862
881
257
779
359
554
411
156
126
27
0
0
0
0
0
0
0
36
9
18
20
31
42
64
181
74
108
61
74
41
15
152
93
17
0
0
0
0
0
0
0
3
8
18
42
111
342
100
111
126
173
164
140
538
394
248
117
24
0
0
0
0
0
0
0
3
8
17
30
42
36
352
289
66
505
457
358
130
185
69
50
22
0
0
0
0
0
0
0
31
131
18
188
166
194
97
350
175
298
140
132
92
139
53
79
13
0
0
0
0
0
0
0
13
56
274
421
564
690
466
388
414
447
307
436
107
255
245
113
22
0
0
0
0
0
0
0
12
26
35
55
80
127
169
176
159
142
130
102
97
115
72
26
5
0
0
0
0
0
0
0
31
134
274
426
570
695
791
850
868
842
774
672
542
394
203
98
16
0
0
0
0
0
0
0
3
6
10
29
79
80
112
108
64
64
160
51
89
215
10
6
5
0
0
0
0
0
0
0
2
8
17
48
188
262
248
368
512
776
403
616
493
356
192
83
12
0
0
0
0
0
0
0
2
110
17
29
41
52
60
268
282
427
476
641
519
378
234
105
17
0
0
0
0
0
0
0
22
114
18
30
42
53
61
65
65
63
59
51
511
369
227
100
15
0
0
0
0
0
0
0
21
116
17
29
61
93
114
65
175
410
248
295
514
371
227
99
14
0
0
0
0
0
0
0
22
117
18
29
133
445
770
830
847
815
469
443
522
292
185
101
14
0
0
0
0
0
0
0
2
7
16
29
85
270
571
653
825
801
741
644
518
377
231
101
14
0
0
0
0
0
0
0
17
106
234
376
514
637
733
790
806
466
510
183
120
66
52
23
7
0
0
0
0
0
0
0
2
5
9
27
77
51
120
85
517
125
372
380
464
178
193
90
9
0
0
0
0
0
0
0
3
18
9
77
422
422
365
439
475
513
417
211
24
16
9
5
6
0
0
0
0
0
0
0
11
93
15
27
40
51
63
62
66
63
192
153
507
365
222
93
0
0
0
0
0
0
0
0
2
6
16
17
76
194
48
218
120
62
56
49
37
25
204
6
0
0
0
0
0
0
0
0
12
98
16
233
523
649
747
806
822
799
735
635
509
367
222
91
0
0
0
0
0
0
0
0
11
96
96
369
414
632
726
786
804
684
715
612
484
340
196
73
0
0
0
0
0
0
0
0
5
18
30
41
56
79
120
182
281
395
428
387
316
233
137
52
0
0
0
0
0
0
0
0
0
55
129
216
318
428
539
633
693
707
704
607
485
344
202
78
0
0
0
0
0
0
0
0
0
84
209
350
416
522
606
656
674
655
600
531
473
273
192
71
0
0
0
0
0
0
0
0
0
75
35
186
130
49
279
455
590
740
679
583
360
123
8
65
0
0
0
0
0
0
0
0
0
38
108
179
352
303
465
505
752
716
656
432
378
219
171
58
0
0
0
0
0
0
0
0
0
5
13
24
36
68
255
422
379
191
54
249
53
111
167
7
0
0
0
0
0
0
0
0
0
5
9
15
23
144
499
728
142
336
43
32
230
298
77
28
0
0
0
0
0
0
0
0
0
16
45
160
339
390
280
393
146
305
433
457
165
132
132
42
0
0
0
0
0
0
0
0
0
4
8
15
49
131
295
387
272
336
89
93
221
275
148
48
0
0
0
0
0
0
0
0
0
66
38
335
478
604
695
755
775
743
679
443
451
40
47
14
0
0
0
0
0
0
0
0
0
65
192
24
47
120
282
319
460
411
291
339
459
314
87
24
0
0
0
0
0
0
0
0
0
4
12
246
325
482
673
583
410
245
43
51
170
223
150
31
0
0
0
0
0
0
0
0
0
18
58
176
356
460
455
750
479
469
285
281
146
160
67
19
0
0
0
0
0
0
0
0
0
4
7
22
35
47
54
163
544
194
214
405
440
300
123
43
0
0
0
0
0
0
0
0
0
21
11
109
193
335
42
458
208
642
407
470
246
296
157
21
0
0
0
0
0
0
0
0
0
54
11
240
334
346
336
422
205
63
142
77
44
13
7
4
0
0
0
0
0
0
0
0
0
48
11
22
296
46
426
59
561
59
358
308
429
286
145
18
0
0
0
0
0
0
0
0
0
44
166
31
49
317
368
356
556
555
371
216
154
293
148
23
0
0
0
0
0
0
0
0
0
42
160
61
171
391
230
42
734
522
644
548
422
281
108
29
0
0
0
0
0
0
0
0
0
4
7
13
149
32
43
47
147
195
495
463
423
198
135
26
0
0
0
0
0
0
0
0
0
35
153
301
449
578
397
366
365
714
370
401
423
219
19
4
0
0
0
0
0
0
0
0
0
4
10
21
33
45
35
51
43
115
115
55
290
201
95
6
0
0
0
0
0
0
0
0
0
34
10
20
69
46
668
335
451
571
468
310
322
215
42
9
0
0
0
0
0
0
0
0
0
3
6
20
32
26
52
89
60
57
228
42
84
254
21
17
0
0
0
0
0
0
0
0
0
3
7
11
20
26
84
58
47
44
48
63
110
31
13
2
0
0
0
0
0
0
0
0
0
26
9
20
37
270
431
386
290
197
435
52
389
244
70
11
0
0
0
0
0
0
0
0
0
22
128
19
321
391
151
257
380
434
480
521
388
242
64
10
0
0
0
0
0
0
0
0
0
22
132
198
424
556
651
211
469
494
364
301
393
247
106
9
0
0
0
0
0
0
0
0
0
10
122
186
314
403
628
686
703
579
556
341
326
195
60
0
0
0
0
0
0
0
0
0
0
8
45
112
326
435
470
542
470
437
368
273
373
232
59
0
0
0
0
0
0
0
0
0
0
18
125
268
411
537
634
694
711
683
615
376
378
233
94
0
0
0
0
0
0
0
0
0
0
14
118
260
404
532
625
685
698
668
418
255
354
118
80
0
0
0
0
0
0
0
0
0
0
9
101
136
230
319
392
441
500
471
402
332
324
189
65
0
0
0
0
0
0
0
0
0
0
7
7
16
297
395
467
437
528
597
398
315
204
10
5
0
0
0
0
0
0
0
0
0
0
4
18
53
284
383
480
531
544
429
383
296
312
178
57
0
0
0
0
0
0
0
0
0
0
0
6
10
87
301
271
164
659
635
433
186
340
198
68
0
0
0
0
0
0
0
0
0
0
0
39
107
243
191
385
363
519
485
357
297
244
149
50
0
0
0
0
0
0
0
0
0
0
0
97
169
286
498
589
643
651
623
428
331
320
183
56
0
0
0
0
0
0
0
0
0
0
0
6
15
72
67
145
77
536
420
343
217
55
56
58
0
0
0
0
0
0
0
0
0
0
0
91
232
269
510
247
479
689
427
393
301
334
187
55
0
0
0
0
0
0
0
0
0
0
0
6
15
132
39
358
162
416
415
561
261
322
179
21
0
0
0
0
0
0
0
0
0
0
0
45
78
227
199
393
190
241
50
169
32
14
7
4
0
0
0
0
0
0
0
0
0
0
0
5
15
15
41
397
644
502
313
329
288
294
54
36
0
0
0
0
0
0
0
0
0
0
0
16
8
246
95
233
291
33
142
29
71
20
7
4
0
0
0
0
0
0
0
0
0
0
0
75
214
357
330
443
484
508
511
169
379
255
96
32
0
0
0
0
0
0
0
0
0
0
0
71
205
346
254
248
105
51
72
340
165
92
83
18
0
0
0
0
0
0
0
0
0
0
0
5
9
15
130
314
251
263
258
211
109
18
7
3
0
0
0
0
0
0
0
0
0
0
0
5
13
23
67
25
39
31
46
39
30
18
8
20
0
0
0
0
0
0
0
0
0
0
0
61
193
197
457
208
275
122
31
26
60
14
8
16
0
0
0
0
0
0
0
0
0
0
0
4
12
217
457
405
173
418
283
279
250
257
120
7
0
0
0
0
0
0
0
0
0
0
0
56
194
342
473
565
622
482
420
387
277
75
43
15
0
0
0
0
0
0
0
0
0
0
0
52
127
216
368
411
456
467
437
371
279
173
73
12
0
0
0
0
0
0
0
0
0
0
0
32
114
214
262
334
379
392
367
309
229
245
107
0
0
0
0
0
0
0
0
0
0
0
0
26
93
141
244
399
389
451
274
304
263
248
108
0
0
0
0
0
0
0
0
0
0
0
0
24
106
184
100
266
270
49
313
348
258
222
92
0
0
0
0
0
0
0
0
0
0
0
0
20
174
320
287
544
601
456
103
261
26
15
6
0
0
0
0
0
0
0
0
0
0
0
0
21
167
220
320
388
469
465
467
393
193
131
47
0
0
0
0
0
0
0
0
0
0
0
0
30
147
20
164
128
90
306
148
73
54
205
77
0
0
0
0
0
0
0
0
0
0
0
0
29
150
288
413
511
567
578
543
336
242
218
81
0
0
0
0
0
0
0
0
0
0
0
0
28
150
290
414
509
564
574
540
462
231
211
75
0
0
0
0
0
0
0
0
0
0
0
0
2
137
19
69
491
546
556
374
316
192
105
32
0
0
0
0
0
0
0
0
0
0
0
0
2
8
18
28
48
452
389
331
291
154
186
15
0
0
0
0
0
0
0
0
0
0
0
0
15
117
17
27
20
40
41
27
32
28
13
7
0
0
0
0
0
0
0
0
0
0
0
0
14
117
17
233
318
384
222
56
75
110
93
28
0
0
0
0
0
0
0
0
0
0
0
0
2
128
11
17
141
307
327
132
256
20
26
45
0
0
0
0
0
0
0
0
0
0
0
0
12
36
84
17
359
170
87
210
137
66
124
33
0
0
0
0
0
0
0
0
0
0
0
0
12
6
11
14
61
28
25
22
29
17
28
10
0
0
0
0
0
0
0
0
0
0
0
0
0
8
15
154
210
317
385
295
163
50
154
35
0
0
0
0
0
0
0
0
0
0
0
0
0
6
10
17
27
24
39
35
28
19
10
3
0
0
0
0
0
0
0
0
0
0
0
0
0
104
236
356
443
333
401
66
129
58
13
5
0
0
0
0
0
0
0
0
0
0
0
0
0
105
15
24
33
37
97
34
27
18
144
26
0
0
0
0
0
0
0
0
0
0
0
0
0
6
10
15
32
91
93
18
27
18
9
2
0
0
0
0
0
0
0
0
0
0
0
0
0
94
25
42
56
65
54
122
42
17
133
20
0
0
0
0
0
0
0
0
0
0
0
0
0
6
14
51
96
36
347
296
211
85
130
4
0
0
0
0
0
0
0
0
0
0
0
0
0
87
219
342
307
487
387
251
197
40
16
3
0
0
0
0
0
0
0
0
0
0
0
0
0
31
90
156
248
280
148
176
25
110
47
11
0
0
0
0
0
0
0
0
0
0
0
0
0
70
13
24
42
113
118
20
80
12
7
0
0
0
0
0
0
0
0
0
0
0
0
0
0
67
188
166
220
317
48
268
23
20
9
0
0
0
0
0
0
0
0
0
0
0
0
0
0
5
12
117
17
21
20
18
14
9
6
0
0
0
0
0
0
0
0
0
0
0
0
0
0
4
12
32
79
107
97
121
22
24
10
0
0
0
0
0
0
0
0
0
0
0
0
0
0
5
8
21
16
17
21
15
13
9
5
0
0
0
0
0
0
0
0
0
0
0
0
0
0
5
18
29
168
49
215
39
12
9
5
0
0
0
0
0
0
0
0
0
0
0
0
0
0
9
27
77
143
259
312
209
145
77
27
0
0
0
0
0
0
0
0
0
0
0
0
0
0
17
7
12
16
20
18
16
12
8
13
0
0
0
0
0
0
0
0
0
0
0
0
0
0
4
7
55
77
90
93
76
106
185
67
0
0
0
0
0
0
0
0
0
0
0
0
0
0
3
10
18
15
103
29
32
18
57
7
0
0
0
0
0
0
0
0
0
0
0
0
0
0
4
7
11
87
144
15
117
12
7
4
0
0
0
0
0
0
0
0
0
0
0
0
0
0
4
8
12
28
79
133
132
11
7
4
0
0
0
0
0
0
0
0
0
0
0
0
0
0
3
6
16
22
26
27
23
17
7
4
0
0
0
0
0
0
0
0
0
0
0
0
0
0
25
124
16
23
27
61
23
17
9
43
0
0
0
0
0
0
0
0
0
0
0
0
0
0
13
58
110
23
82
172
30
93
9
3
0
0
0
0
0
0
0
0
0
0
0
0
0
0
2
8
15
21
25
25
22
17
35
12
0
0
0
0
0
0
0
0
0
0
0
0
0
0
3
8
10
22
121
134
113
36
9
5
0
0
0
0
0
0
0
0
0
0
0
0
0
0
2
7
14
11
15
13
11
10
7
4
0
0
0
0
0
0
0
0
0
0
0
0
0
0
7
113
219
164
91
118
97
15
125
3
0
0
0
0
0
0
0
0
0
0
0
0
0
0
15
47
101
289
125
25
132
47
125
25
0
0
0
0
0
0
0
0
0
0
0
0
0
0
15
113
223
308
355
230
117
76
129
25
0
0
0
0
0
0
0
0
0
0
0
0
0
0
0
113
221
304
350
246
312
232
43
7
0
0
0
0
0
0
0
0
0
0
0
0
0
0
0
32
73
90
206
217
129
218
36
18
0
0
0
0
0
0
0
0
0
0
0
0
0
0
0
17
69
89
68
146
15
9
6
2
0
0
0
0
0
0
0
0
0
0
0
0
0
0
0
6
8
11
13
13
18
113
56
12
0
0
0
0
0
0
0
0
0
0
0
0
0
0
0
9
7
11
13
38
17
12
5
0
0
0
0
0
0
0
0
0
0
0
0
0
0
0
0
5
7
17
20
11
11
8
6
0
0
0
0
0
0
0
0
0
0
0
0
0
0
0
0
5
11
16
20
20
11
9
6
0
0
0
0
0
0
0
0
0
0
0
0
0
0
0
0
5
11
16
13
20
16
11
6
0
0
0
0
0
0
0
0
0
0
0
0
0
0
0
0
69
31
54
114
61
89
58
25
0
0
0
0
0
0
0
0
0
0
0
0
0
0
0
0
62
158
16
219
175
77
52
60
0
0
0
0
0
0
0
0
0
0
0
0
0
0
0
0
5
8
10
66
71
15
11
5
0
0
0
0
0
0
0
0
0
0
0
0
0
0
0
0
54
9
14
18
169
83
162
69
0
0
0
0
0
0
0
0
0
0
0
0
0
0
0
0
53
39
64
85
136
15
72
5
0
0
0
0
0
0
0
0
0
0
0
0
0
0
0
0
4
9
14
17
17
15
10
5
0
0
0
0
0
0
0
0
0
0
0
0
0
0
0
0
49
139
207
17
17
14
10
4
0
0
0
0
0
0
0
0
0
0
0
0
0
0
0
0
43
132
13
89
128
76
7
5
0
0
0
0
0
0
0
0
0
0
0
0
0
0
0
0
4
7
9
11
11
10
7
5
0
0
0
0
0
0
0
0
0
0
0
0
0
0
0
0
4
6
9
10
10
9
7
5
0
0
0
0
0
0
0
0
0
0
0
0
0
0
0
0
12
118
75
143
109
38
26
12
0
0
0
0
0
0
0
0
0
0
0
0
0
0
0
0
3
7
12
14
9
34
23
11
0
0
0
0
0
0
0
0
0
0
0
0
0
0
0
0
21
7
106
132
9
12
6
3
0
0
0
0
0
0
0
0
0
0
0
0
0
0
0
0
2
7
11
14
14
12
8
3
0
0
0
0
0
0
0
0
0
0
0
0
0
0
0
0
24
7
11
14
8
12
8
3
0
0
0
0
0
0
0
0
0
0
0
0
0
0
0
0
8
39
71
91
32
77
19
14
0
0
0
0
0
0
0
0
0
0
0
0
0
0
0
0
7
90
158
91
93
76
46
14
0
0
0
0
0
0
0
0
0
0
0
0
0
0
0
0
5
16
25
31
91
74
18
8
0
0
0
0
0
0
0
0
0
0
0
0
0
0
0
0
6
34
24
30
31
26
18
8
0
0
0
0
0
0
0
0
0
0
0
0
0
0
0
0
10
15
24
29
30
26
17
7
0
0
0
0
0
0
0
0
0
0
0
0
0
0
0
0
14
15
23
29
29
25
17
7
0
0
0
0
0
0
0
0
0
0
0
0
0
0
0
0
11
31
23
80
83
68
40
10
0
0
0
0
0
0
0
0
0
0
0
0
0
0
0
0
0
31
158
206
216
181
114
32
0
0
0
0
0
0
0
0
0
0
0
0
0
0
0
0
0
30
152
196
202
167
103
28
0
0
0
0
0
0
0
0
0
0
0
0
0
0
0
0
0
29
147
78
81
66
17
6
0
0
0
0
0
0
0
0
0
0
0
0
0
0
0
0
0
28
57
190
197
66
38
27
0
0
0
0
0
0
0
0
0
0
0
0
0
0
0
0
0
26
21
26
76
62
16
6
0
0
0
0
0
0
0
0
0
0
0
0
0
0
0
0
0
68
138
182
190
158
95
6
0
0
0
0
0
0
0
0
0
0
0
0
0
0
0
0
0
65
134
73
28
23
16
6
0
0
0
0
0
0
0
0
0
0
0
0
0
0
0
0
0
12
50
69
26
59
15
5
0
0
0
0
0
0
0
0
0
0
0
0
0
0
0
0
0
23
20
70
27
23
34
7
0
0
0
0
0
0
0
0
0
0
0
0
0
0
0
0
0
11
20
69
73
60
34
18
0
0
0
0
0
0
0
0
0
0
0
0
0
0
0
0
0
21
20
25
72
59
34
7
0
0
0
0
0
0
0
0
0
0
0
0
0
0
0
0
0
21
48
68
72
59
15
7
0
0
0
0
0
0
0
0
0
0
0
0
0
0
0
0
0
11
19
25
26
22
15
5
0
0
0
0
0
0
0
0
0
0
0
0
0
0
0
0
0
20
47
66
70
58
33
7
0
0
0
0
0
0
0
0
0
0
0
0
0
0
0
0
0
56
125
171
180
149
88
20
0
0
0
0
0
0
0
0
0
0
0
0
0
0
0
0
0
19
45
65
25
57
15
6
0
0
0
0
0
0
0
0
0
0
0
0
0
0
0
0
0
18
19
24
69
57
15
5
0
0
0
0
0
0
0
0
0
0
0
0
0
0
0
0
0
10
44
24
25
22
15
5
0
0
0
0
0
0
0
0
0
0
0
0
0
0
0
0
0
17
42
23
24
21
14
5
0
0
0
0
0
0
0
0
0
0
0
0
0
0
0
0
0
46
111
24
69
22
33
20
0
0
0
0
0
0
0
0
0
0
0
0
0
0
0
0
0
9
18
62
158
55
32
18
0
0
0
0
0
0
0
0
0
0
0
0
0
0
0
0
0
9
42
62
25
56
32
5
0
0
0
0
0
0
0
0
0
0
0
0
0
0
0
0
0
42
108
154
167
139
82
18
0
0
0
0
0
0
0
0
0
0
0
0
0
0
0
0
0
9
18
23
25
21
32
7
0
0
0
0
0
0
0
0
0
0
0
0
0
0
0
0
0
15
42
61
67
56
33
7
0
0
0
0
0
0
0
0
0
0
0
0
0
0
0
0
0
41
42
62
68
57
15
5
0
0
0
0
0
0
0
0
0
0
0
0
0
0
0
0
0
42
110
62
172
147
91
8
0
0
0
0
0
0
0
0
0
0
0
0
0
0
0
0
0
9
18
63
177
58
96
8
0
0
0
0
0
0
0
0
0
0
0
0
0
0
0
0
0
47
119
169
70
59
35
28
0
0
0
0
0
0
0
0
0
0
0
0
0
0
0
0
0
9
18
24
26
22
16
6
0
0
0
0
0
0
0
0
0
0
0
0
0
0
0
0
0
9
17
23
25
22
16
6
0
0
0
0
0
0
0
0
0
0
0
0
0
0
0
0
0
15
42
63
168
146
92
25
0
0
0
0
0
0
0
0
0
0
0
0
0
0
0
0
0
43
115
167
183
62
102
7
0
0
0
0
0
0
0
0
0

## 1.1 AEC 1 GW
Technology |  | Hydrogen production via alkaline electrolysis (AEC) for 1 GW plant
year |  | 2020 | 2025 | 2030 | 2040 | 2050 | 2020 | 2020 | 2050 | 2050 | Note | Ref. In doc | Ref
est |  | ctrl | ctrl | ctrl | ctrl | ctrl | Lower | Upper | Lower | Upper
cat | par
Energy/technical data
| Typical total plant size [MW input_e] | 1000 | 1000 | 1000 | 1000 | 1000 | 1000 | 1000 | 1000 | 1000
| Typical total plant size [kgH2/day of max output] | 458524.6916 | 466562.986 | 493785.9955 | 518851.6084 | 555555.5556 | 481918.2971 | 437297.1178 | 568448.2231 | 543234.7414 | A, B
Input
| Electricity (% total input [MWh/MWh]) | 100 | 100 | 100 | 100 | 100 | 100 | 100 | 100 | 100
| Electricity consumption [stack level, kWh/kgH2] | 52.3418 | 51.44 | 48.6041 | 46.256 | 43.2 | 49.801 | 54.8826 | 42.2202 | 44.1798 | C, D | [4], [5], [6], [7] | [1], [2], [3], [4]
| Electricity consumption [stack+BOP level, kWh/kgH2] | 57.6851 | 56.6913 | 53.5658 | 50.9781 | 47.6101 | 54.885 | 60.4853 | 46.5303 | 48.6899 | E | [4], [5], [6], [7] | [1], [2], [3], [4]
| Ultrapure Water for electrolysis [kg/MWh input_e] | 171.9468 | 174.9611 | 185.1697 | 194.5694 | 208.3333 | 180.7194 | 163.9864 | 213.1681 | 203.713
| Output | [12 empty] | MWh | 1
| Hydrogen Output (% total input_e [MWh/MWh]) | 57.7272 | 58.7392 | 62.1665 | 65.3222 | 69.9431 | 60.6724 | 55.0547 | 71.5663 | 68.392 | F |  |  | Hydrogen Output (% total input_e [MWh e /MWh H2]) | 57.7%
| ΔE from HHV to LHV (% total input_e [MWh/MWh]) | 11.6542 | 11.8585 | 12.5504 | 13.1875 | 14.1204 | 12.2488 | 11.1146 | 14.4481 | 13.8072 | G, H |  |  | output MWh H2 | 0.577 | 0.030201 | 33.1113
| Heat loss (% total input_e [MWh/MWh]) | 30.6187 | 29.4024 | 25.2831 | 21.4903 | 15.9365 | 27.0789 | 33.8307 | 13.9857 | 17.8008 |  |  |  | MWh | 1
| - hereof unrecoverable heat loss [%-points of heat loss] | 3 | 3 | 3 | 3 | 3 | 3 | 3 | 3 | 3 | I |  |  | Hydrogen [kg/MWh e] | 19.1052 | 33.1113 | 0.030201
| - hereof recoverable for district heating [%-points of heat loss] | 27.6187 | 26.4024 | 22.2831 | 18.4903 | 12.9365 | 24.0789 | 30.8307 | 10.9857 | 14.8008 | J |  |  | output KG | 19.1052
| Hydrogen [kg/MWh input_e] | 19.1052 | 19.4401 | 20.5744 | 21.6188 | 23.1481 | 20.0799 | 18.2207 | 23.6853 | 22.6348
| Forced outage [%] | 3 | 3 | 3 | 3 | 3 | 3 | 3 | 3 | 3 | K
| Planned outage [days per year] | 11 | 11 | 11 | 11 | 11 | 11 | 11 | 11 | 11 | K
| Technical lifetime [years] | 25 | 25 | 25 | 25 | 25 | 20 | 30 | 20 | 30 | K |  |  |  |  | 11.0237
| Frequency of stack replacement [h] | 70000 | 80000 | 92500 | 94500 | 101500 | 61500 | 78500 | 83000 | 120000 | C, D, L | [4], [5], [6], [7], [37] | [1], [2], [3], [4], [5]
| Construction time [years] | 3 | 3 | 3 | 3 | 3 | 3 | >3,0 | 3 | >3,0 | M
Financial data
| Specific investment [€/kW of total input_e] | 1100 | 800 | 500 | 400 | 275 | 875 | 1325 | 225 | 325 | D, N, O | [5], [37], [35], [36], [40], [41], [42] | [2], [4], [5], [6], [7], [8], [9], [10]
| - hereof electrolyser stack [€/kW of total input_e] | 262.0613 | 190.59 | 119.1188 | 95.295 | 65.5153 | 208.4578 | 315.6647 | 53.6034 | 77.4272 | P, Q
| - hereof electrolyser system [€/kW of total input_e] | 562.6844 | 409.225 | 255.7656 | 204.6125 | 140.6711 | 447.5898 | 677.7789 | 115.0945 | 166.2476 | P, Q
| - hereof BOP [€/kW of total input_e] | 141.0222 | 102.5616 | 64.101 | 51.2808 | 35.2556 | 112.1768 | 169.8677 | 28.8455 | 41.6657 | P, Q
| - hereof Control System [€/kW of total input_e] | 54.6469 | 39.7432 | 24.8395 | 19.8716 | 13.6617 | 43.4691 | 65.8247 | 11.1778 | 16.1457 | P, Q
| - hereof Civil Infrastructure [€/kW of total input_e] | 32.2168 | 23.4304 | 14.644 | 11.7152 | 8.0542 | 25.627 | 38.8066 | 6.5898 | 9.5186 | P, Q
| - hereof Indirects [€/kW of total input_e] | 47.3684 | 34.4498 | 21.5311 | 17.2249 | 11.8421 | 37.6794 | 57.0574 | 9.689 | 13.9952 | P, Q
| Specific investment [€/kgH2/day of max output] | 2398.9984 | 1714.6667 | 1012.5844 | 770.9333 | 495 | 1815.6605 | 3029.9765 | 395.8144 | 598.2681 | A, B, P
| - hereof equipment [%] | 90 | 90 | 90 | 90 | 90 | 90 | 90 | 90 | 90 | K, R
| - hereof installation [%] | 10 | 10 | 10 | 10 | 10 | 10 | 10 | 10 | 10 | K, R
| Fixed O&M [% of specific investment/year] | 4 | 4 | 4 | 4 | 4 | 4 | 4 | 4 | 4 | K, S | [40] | [8]
| Variable O&M [€/kWh of total input] | - | - | - | - | - |  |  |  |  | T
Technology-specific data
| Current Density [A/cm2] | 0.6 | 0.8 | 1 | 1.2 | 1.5 | 0.4 | 0.6 | 1.2 | 1.5 | K, U | [40] | [8]
| Flexibility | 0 | 0 | 0 | 0 | 0 | 0 | 0 | 0 | 0
| - cold start up time [min from 0 to 100%] | 80 | 60.4167 | 30 | <30 | <30 | 49.896 | 105 | <30 | <30 | V | [6], [40], [43] | [3], [8], [11]
| Stack size [MW] | 2 | 5 | 5 | 10 | 10 | 1.5 | 2.5 | 10 | 10 |  | [6], [42], [44] | [3], [10], [12]
| Degradation rate [%/1000h] | 0.145 | 0.13 | 0.115 | 0.11 | 0.1 | 0.12459 | 0.16541 | 0.11065 | 0.08935 | K, U, W | [37], [40] | [5], [8]
| Electrolyser Unit [m2/MW] | 25 | 21.2766 | 12.5 | 10.3723 | 8.2979 | 37.5 | 18.75 | 12.4468 | 6.2234 | X
| Plant Footprint [m2/MW input_e] | 198 | 168.5106 | 99 | 82.1489 | 65.7191 | 158.4 | 297 | 52.5753 | 98.5787 | X, Y
| Weight of Electrolyser Stack [MW/tons] | 24 | 18 | 14.4 | 12 | 9.6 | 16 | 24 | 7.68 | 9.6 | K, Z
|  | min |  | Conversion factor
|  | 80 | 100% | 0.0125
|  | 60 | 75% |  | meaning that in 60 min the PtX can reach 75% of capacity (assumin linear ramping)
Notes:
A. For the unit regarding "day" a 100% load factor is assumed here (Where the system is operated at nominal capacity all 24 hours of the day). In operation the daily full load hours may vary and should therefore be adjusted for.
B. Maximum hydrogen output per day, assuming 24 hours of full load operation in a day.
C. The values were derived from multiple sources. 2025 and 2040 were calculated using linear regression based on the data provided in the mentioned references, encompassing the years 2020, 2030, and 2050.
D. Upper and lower values are based on the average of the standard deviations found in the relevant data as shown in note C. Standard deviations for specific investments follow expected values from typical pre-FEED projects (20%).
E. Based on reference [3], the energy consumption of the entire system (including both stack and balance of plant components) is estimated.
F. Efficiency for AEC and PEMEC is calculated based on the electricity consumption of the stack and BOP level, and assuming the LHV of hydrogen. In the case of SOEC, energy supply for steam production is also included.
G. The HHV electrolyser efficiency can be calculated as the sum of the rows: "ΔE from HHV to LHV" and "Hydrogen".
H. The calculation is based on the HHV and LHV of hydrogen.
I. 3% of the energy is estimated to be unrecoverable for AEC and PEMEC hydrogen plants.
J. 50 °C (expected to increase to 70°C, by 2024).
K. Based on internal projects and references performed at Ramboll including FEED projects and estimations from clients and from suppliers.
L. Values have been rounded to nearest 500.
M. It is estimated internally at Ramboll that construction for 1 MW and 10 MW H2 plants will take 0.75-1 year, 100 MW H2 plants will take 1.5-2 years, and 1 GW H2 plants will take >3 years. This estimate includes large electrical components and the plant itself.
N. Investment costs for 100 MW of all technologies are based on public CAPEX estimates for 2030 and 2050. 2020 projects at Ramboll have then been used to find the progression by size.
O. Values have been rounded to nearest 25.
P. To analyze the cost breakdown of a hydrogen plant, the electrolyzer unit and the Balance of the Plant (BOP) are considered as outlined in Figure 1.3.1. Additionally, various other cost factors that are essential for the plant commissioning are taken into account, such as civil work, installation, and Engineering, Procurement, and Construction (EPC) expenses.
Q. For each of the component costs, an approximate percentage of projects of similar size has been used to multiply with the specific investment.
R. For H2 plants sized 1 MW and 10 MW, estimated cost ratio of equipment to installation is 95:5, and for H2 plants sized 100 MW and 1 GW, the estimated cost ratio of equipment to installation is 90:10.
S. Stack replacement costs are not included.
T. The price of the input streams (water and electric energy), has not been estimated.
U. The values are based on public sources. Approaching 2050 yields is a higher margin of uncertainty.
V. The operational flexibility of a system is often determined by its cold start-up time, which represents the most time-consuming step and serves as a crucial distinguishing factor between different technologies.
W. The provided degradation rate of the electrolyser stack is an average value. However, it is important to note that this rate is also influenced by the operation profile, such as the frequency of start/stop operations.
X. The size of the electrolyser unit is determined based on a multistack configuration, using benchmarking data sourced from Ramboll. For example, the assumptions for 10 MW electrolysis for PEMEC, AEC and SOEC were 2 x 5 MW stacks inside one container, 2 x 2.5 MW stacks inside one container, needing two containers, and 72 x 0.14 MW containers, respectively.
Y. The plant footprint includes the installation of electrolyser units, each with their respective rectifiers. A safety distance of 5 m is maintained between each unit, and a designated laydown area is provided for maintenance operations. BOP is also included in the total footprint value.
Z. Weight of stack is assuming wet conditions, where the contrarily to dry conditions, the weight of the electrolyte contributes to the total stack weight.
References:
[4] | [1]. DNV, “Hydrogen Forecast to 2050”, 2022.
[5] | [2]. Monitor Deloitte, “Fueling the Future of Mobility: Hydrogen Electrolysers”, 2021.
[6] | [3]. IRENA, Making the breakthrough: Green hydrogen policies and technology costs, Abu Dhabi, 2021.
[7] | [4]. IEA, “The Future of Hydrogen, Seizing today's opportunities, Executive summary, and recommendations, Report prepared by the IEA for the G20, Japan,” IEA, 2019.
[37] | [5]. DoE Hydrogen and Fuel Cell Technologies Office, “Technical Targets for Liquid Alkaline Electrolysis,” DoE, [Accessed July 2023].
[35] | [6]. IRENA, “Green Hydrogen Cost Reduction: Scaling up electrolysers to meet the 1.5°C climate goal,” International Renewable Energy Agency, Abu Dhabi, 2020.
[36] | [7]. IEA, “Global Hydrogen Review 2023,” 2023.
[40] | [8]. Clean Hydrogen Partnership, Strategic Research and Innovation Agenda 2021-2027, 2022.
[41] | [9]. ISPT, “Gigawatt green hydrogen plant; State-of-the-art design and total installed capital costs,” 2020.
[42] | [10]. Fraunhofer Institute for Solar Energy Systems, “COST FORECAST FOR LOW-TEMPERATURE ELECTROLYSIS,” 2021.
[43] | [11]. Janke et.al., “Optimizing power-to-H2 participation in the Nord Pool electricity market: Effects of different bidding strategies on plant operation,” Renewable Energy, vol. 156, pp. 820-836, August 2020.
[44] | [12]. Böhm et.al., “Projecting cost development for future large-scale power-to-gas implementations by scaling effects,” Applied Energy, vol. 264, 15 April 2020.

## 1.1 PEMEC 1 GW (hidden)
Technology |  | Hydrogen production via PEMEC electrolysis for 1 GW plant
year |  | 2020 | 2025 | 2030 | 2040 | 2050 | 2020 | 2020 | 2050 | 2050 | Note | Ref. In doc | Ref
est |  | ctrl | ctrl | ctrl | ctrl | ctrl | Lower | Upper | Lower | Upper
cat | par
Energy/technical data
| Typical total plant size [MW input_e] | 1000 | 1000 | 1000 | 1000 | 1000 | 1000 | 1000 | 1000 | 1000
| Typical total plant size [kgH2/day of max output] | 426063.8668 | 445661.7613 | 473975.923 | 499085.0108 | 537911.3019 | 439896.9455 | 413074.2591 | 571428.5714 | 508108.1081 | A, B
Input
| Electricity (% total input [MWh/MWh]) | 100 | 100 | 100 | 100 | 100 | 100 | 100 | 100 | 100
| Electricity consumption [stack level, kWh/kgH2] | 56.3296 | 53.8525 | 50.6355 | 48.088 | 44.617 | 54.5582 | 58.1009 | 42 | 47.234 | C, D | [4], [5], [6], [7] | [1], [2], [3], [4]
| Electricity consumption [stack+BOP level, kWh/kgH2] | 63.3263 | 60.5415 | 56.9249 | 54.061 | 50.1589 | 61.3349 | 65.3176 | 47.2168 | 53.101 | E | [4], [5], [6], [7] | [1], [2], [3], [4]
| Ultrapure Water for electrolysis [kg/MWh input_e] | 159.774 | 167.1232 | 177.741 | 187.1569 | 201.7167 | 164.9614 | 154.9028 | 214.2857 | 190.5405
Output
| Hydrogen Output (% total input_e [MWh/MWh]) | 52.5848 | 55.0036 | 58.4981 | 61.5971 | 66.389 | 54.2921 | 50.9816 | 70.5257 | 62.7107 | F
| ΔE from HHV to LHV (% total input_e [MWh/MWh]) | 10.8291 | 11.3272 | 12.0469 | 12.6851 | 13.6719 | 11.1807 | 10.499 | 14.5238 | 12.9144 | G, H
| Heat loss (% total input_e [MWh/MWh]) | 36.5861 | 33.6692 | 29.455 | 25.7178 | 19.9391 | 34.5272 | 38.5194 | 14.9505 | 24.3749
| - hereof unrecoverable heat loss [%-points of heat loss] | 3 | 3 | 3 | 3 | 3 | 3 | 3 | 3 | 3 | I
| - hereof recoverable for district heating [%-points of heat loss] | 33.5861 | 30.6692 | 26.455 | 22.7178 | 16.9391 | 31.5272 | 35.5194 | 11.9505 | 21.3749 | J
| Hydrogen [kg/MWh input_e] | 17.7527 | 18.5692 | 19.749 | 20.7952 | 22.413 | 18.329 | 17.2114 | 23.8095 | 21.1712
| Forced outage [%] | 3 | 3 | 3 | 3 | 3 | 3 | 3 | 3 | 3 | K
| Planned outage [days per year] | 11 | 11 | 11 | 11 | 11 | 11 | 11 | 11 | 11 | K
| Technical lifetime [years] | 25 | 25 | 25 | 25 | 25 | 20 | 30 | 20 | 30 | K
| Frequency of stack replacement [h] | 55000 | 65500 | 77500 | 90000 | 105000 | 46000 | 64000 | 86500 | 123500 | C, D, L | [4], [5], [6], [7], [38] | [1], [2], [3], [4], [5]
| Construction time [years] | 3 | 3 | 3 | 3 | 3 | 3 | >3,0 | 3 | >3,0 | M
Financial data
| Specific investment [€/kW of total input_e] | 1200 | 900 | 600 | 450 | 325 | 950 | 1450 | 250 | 400 | D, N, O | [5], [38], [35], [36], [40], [41], [42] | [2], [4], [5], [6], [7], [8], [9], [10]
| - hereof electrolyser stack [€/kW of total input_e] | 446.8971 | 335.1729 | 223.4486 | 167.5864 | 121.0346 | 353.7936 | 540.0007 | 93.1036 | 148.9657 | P, Q
| - hereof electrolyser system [€/kW of total input_e] | 534.5106 | 400.8829 | 267.2553 | 200.4415 | 144.7633 | 423.1542 | 645.8669 | 111.3564 | 178.1702 | P, Q
| - hereof BOP [€/kW of total input_e] | 79.3743 | 59.5307 | 39.6872 | 29.7654 | 21.4972 | 62.838 | 95.9106 | 16.5363 | 26.4581 | P, Q
| - hereof Control System [€/kW of total input_e] | 50.6393 | 37.9794 | 25.3196 | 18.9897 | 13.7148 | 40.0894 | 61.1891 | 10.5498 | 16.8798 | P, Q
| - hereof Civil Infrastructure [€/kW of total input_e] | 36.9041 | 27.6781 | 18.452 | 13.839 | 9.9949 | 29.2157 | 44.5924 | 7.6883 | 12.3014 | P, Q
| - hereof Indirects [€/kW of total input_e] | 51.6746 | 38.756 | 25.8373 | 19.378 | 13.9952 | 40.9091 | 62.4402 | 10.7656 | 17.2249 | P, Q
| Specific investment [€/kgH2/day of max output] | 2816.4792 | 2019.4687 | 1265.8871 | 901.65 | 604.1888 | 2159.5967 | 3510.2647 | 437.5 | 787.234 | A, B, P
| - hereof equipment [%] | 90 | 90 | 90 | 90 | 90 | 90 | 90 | 90 | 90 | K, R
| - hereof installation [%] | 10 | 10 | 10 | 10 | 10 | 10 | 10 | 10 | 10 | K, R
| Fixed O&M [% of specific investment/year] | 2 | 2 | 2 | 2 | 2 | 2 | 2 | 2 | 2 | K, S | [40] | [8]
| Variable O&M [€/kWh of total input] | - | - | - | - | - |  |  |  |  | T
Technology-specific data
| Current Density [A/cm2] | 2.2 | 2.8 | 5 | 7.5 | 10 | 1.5 | 3 | 7.5 | 12.5 | K, U | [40] | [8]
Flexibility
| - cold start up time [min from 0 to 100%] | 0.5 | 0.3 | 0.2 | 0.16667 | 0.2 | 0.3 | 1 | 0.1 | 0.3 | V | [6], [40], [43] | [3], [8], [11]
| Stack size [MW] | 1.2 | 1.5 | 2 | 5 | 10 | 1 | 1.3 | 10 | 10 | K | [6], [42], [44] | [3], [10], [12]
| Degradation rate [%/1000 h] | 0.22 | 0.1725 | 0.125 | 0.1 | 0.1 | 0.19 | 0.25 | 0.105 | 0.095 | K, U, W | [38], [40] | [5], [8]
| Electrolyser Unit [m2/MW] | 10 | 8.5106 | 5 | 4.1489 | 3.1117 | 15 | 7.5 | 4.6676 | 2.3338 | X
| Plant Footprint [m2/MW input_e] | 82 | 69.7872 | 41 | 34.0213 | 25.516 | 65.6 | 123 | 20.4128 | 38.2739 | X, Y
| Weight of Electrolyser Stack [MW/tons] | 18 | 14.1429 | 7.92 | 5.28 | 3.96 | 12.2727 | 24.5455 | 2.97 | 4.95 | K, Z
|  | min |  | Conversion factor
|  | 50 | 100% | 0.02
|  | 60 | 120% |  | meaning that in 60 min the PtX can reach 75% of capacity (assumin linear ramping)
Therefore 100%
Notes:
A. For the unit regarding "day" a 100% load factor is assumed here (Where the system is operated at nominal capacity all 24 hours of the day). In operation the daily full load hours may vary and should therefore be adjusted for.
B. Maximum hydrogen output per day, assuming 24 hours of full load operation in a day.
C. The values were derived from multiple sources. 2025 and 2040 were calculated using linear regression based on the data provided in the mentioned references, encompassing the years 2020, 2030, and 2050.
D. Upper and lower values are based on the average of the standard deviations found in the relevant data as shown in note C. Standard deviations for specific investments follow expected values from typical pre-FEED projects (20%).
E. Based on reference [3], the energy consumption of the entire system (including both stack and balance of plant components) is estimated.
F. Efficiency for AEC and PEMEC is calculated based on the electricity consumption of the stack and BOP level, and assuming the LHV of hydrogen. In the case of SOEC, energy supply for steam production is also included.
G. The HHV electrolyser efficiency can be calculated as the sum of the rows: "ΔE from HHV to LHV" and "Hydrogen".
H. The calculation is based on the HHV and LHV of hydrogen.
I. 3% of the energy is estimated to be unrecoverable for AEC and PEMEC hydrogen plants.
J. 50 °C (expected to increase to 70°C, by 2024).
K. Based on internal projects and references performed at Ramboll including FEED projects and estimations from clients and from suppliers.
L. Values have been rounded to nearest 500.
M. It is estimated internally at Ramboll that construction for 1 MW and 10 MW H2 plants will take 0.75-1 year, 100 MW H2 plants will take 1.5-2 years, and 1 GW H2 plants will take >3 years. This estimate includes large electrical components and the plant itself.
N. Investment costs for 100 MW of all technologies are based on public CAPEX estimates for 2030 and 2050. 2020 projects at Ramboll have then been used to find the progression by size.
O. Values have been rounded to nearest 25.
P. To analyze the cost breakdown of a hydrogen plant, the electrolyzer unit and the Balance of the Plant (BOP) are considered as outlined in Figure 1.3.1. Additionally, various other cost factors that are essential for the plant commissioning are taken into account, such as civil work, installation, and Engineering, Procurement, and Construction (EPC) expenses.
Q. For each of the component costs, an approximate percentage of projects of similar size has been used to multiply with the specific investment.
R. For H2 plants sized 1 MW and 10 MW, estimated cost ratio of equipment to installation is 95:5, and for H2 plants sized 100 MW and 1 GW, the estimated cost ratio of equipment to installation is 90:10.
S. Stack replacement costs are not included.
T. The price of the input streams (water and electric energy), has not been estimated.
U. The values are based on public sources. Approaching 2050 yields is a higher margin of uncertainty.
V. The operational flexibility of a system is often determined by its cold start-up time, which represents the most time-consuming step and serves as a crucial distinguishing factor between different technologies.
W. The provided degradation rate of the electrolyser stack is an average value. However, it is important to note that this rate is also influenced by the operation profile, such as the frequency of start/stop operations.
X. The size of the electrolyser unit is determined based on a multistack configuration, using benchmarking data sourced from Ramboll. For example, the assumptions for 10 MW electrolysis for PEMEC, AEC and SOEC were 2 x 5 MW stacks inside one container, 2 x 2.5 MW stacks inside one container, needing two containers, and 72 x 0.14 MW containers, respectively.
Y. The plant footprint includes the installation of electrolyser units, each with their respective rectifiers. A safety distance of 5 m is maintained between each unit, and a designated laydown area is provided for maintenance operations. BOP is also included in the total footprint value.
Z. Weight of stack is assuming wet conditions, where the contrarily to dry conditions, the weight of the electrolyte contributes to the total stack weight.
References:
[4] | [1]. DNV, “Hydrogen Forecast to 2050”, 2022.
[5] | [2]. Monitor Deloitte, “Fueling the Future of Mobility: Hydrogen Electrolysers”, 2021.
[6] | [3]. IRENA, Making the breakthrough: Green hydrogen policies and technology costs, Abu Dhabi, 2021.
[7] | [4]. IEA, “The Future of Hydrogen, Seizing today's opportunities, Executive summary, and recommendations, Report prepared by the IEA for the G20, Japan,” IEA, 2019.
[38] | [5]. DoE Hydrogen and Fuel Cell Technologies Office, “Technical Targets for Proton Exchange Membrane Electrolysis,” DoE, [Accessed July 2023].
[35] | [6]. IRENA, “Green Hydrogen Cost Reduction: Scaling up electrolysers to meet the 1.5°C climate goal,” International Renewable Energy Agency, Abu Dhabi, 2020.
[36] | [7]. IEA, “Global Hydrogen Review 2023,” 2023.
[40] | [8]. Clean Hydrogen Partnership, Strategic Research and Innovation Agenda 2021-2027, 2022.
[22] | [9]. ISPT, “Gigawatt green hydrogen plant; State-of-the-art design and total installed capital costs,” 2020.
[42] | [10]. Fraunhofer Institute for Solar Energy Systems, “COST FORECAST FOR LOW-TEMPERATURE ELECTROLYSIS,” 2021.
[43] | [11]. Janke et.al., “Optimizing power-to-H2 participation in the Nord Pool electricity market: Effects of different bidding strategies on plant operation,” Renewable Energy, vol. 156, pp. 820-836, August 2020.
[44] | [12]. Böhm et.al., “Projecting cost development for future large-scale power-to-gas implementations by scaling effects,” Applied Energy, vol. 264, 15 April 2020.

## AEC (hidden)
Technology |  | Assumtions: 100MW produces 45 to 55 ton H2 per day per this sheet. KPI used is 46,6 (2025 ctrl). PtX to convert 100% of captured CO2 to e-Methane needs 37 ton H2 per day. Capactity considering production planning (periodic stop in production due to variation in electrical price and others) we design capacity to be 1.3 times demand of 37 tones per day= 37x1,3=48). |  | FLH (based on capacity/1,3) |  | Hydrogen production via alkaline electrolysis (AEC) for 100 MW plant
year | 8200 | PtX (48 of 46,6 ) is set to be the same as 100% (1,3) or a 103MW plant. |  | 6015.9829 |  | 2020 | 2025 | 2030 | 2040 | 2050 | 2020 | 2020 | 2050 | 2050 | Note | Ref. In doc | Ref
est |  | 1.03 | Unit | Consumption per year | Unit | ctrl | crtl | ctrl | ctrl | ctrl | Lower | Upper | Lower | Upper | - | -
cat | par | KPI H2-Production Söndeborg
Energy/technical data
| Typical total plant size [MW input_e] | 103 | MW |  |  | 100 | 100 | 100 | 100 | 100 | 100 | 100 | 100 | 100
| Typical total plant size [kgH2 / day of max output] | 48055.9876 | Max kg H2/day | 12046 | Tones/year | 45852.4692 | 46656.2986 | 49378.5996 | 51885.1608 | 55555.5556 | 48191.8297 | 43729.7118 | 56844.8223 | 54323.4741 | A, B
| Input | Days to reach 12,2 ktons at max prod | 253.8705
| Electricity (% total input [MWh / MWh]) | 103 | MW | 476650.9538 | MWh | 100 | 100 | 100 | 100 | 100 | 100 | 100 | 100 | 100
| Electricity consumption [stack level, KWh/kgH2] |  |  |  |  | 52.3418 | 51.44 | 48.6041 | 46.256 | 43.2 | 49.801 | 54.8826 | 42.2202 | 44.1798 | C, D | [4], [5], [6], [7] | [1], [2], [3], [4]
| Electricity consumption [stack+BOP level, KWh/kgH2] |  |  | Tech water UPW |  | 57.6851 | 56.6913 | 53.5658 | 50.9781 | 47.6101 | 54.885 | 60.4853 | 46.5303 | 48.6899 | E | [4], [5], [6], [7] | [1], [2], [3], [4]
| Ultrapure Water for electrolysis [kg / MWh input_e] | 174.9611 | kg/MWh el | 83395.3846 | UPW m3/year | 171.9468 | 174.9611 | 185.1697 | 194.5694 | 208.3333 | 180.7194 | 163.9864 | 213.1681 | 203.713
| UPW for electrolysis m3/h |  |  | 13.8623 | UPW m3/h
| Output |  |  | Output
| Hydrogen Output (% total input_e [MWh / MWh]) |  |  |  |  | 57.7272 | 58.7392 | 62.1665 | 65.3222 | 69.9431 | 60.6724 | 55.0547 | 71.5663 | 68.392 | F
| ΔE from HHV to LHV (% total input_e [MWh / MWh]) |  |  |  |  | 11.6542 | 11.8585 | 12.5504 | 13.1875 | 14.1204 | 12.2488 | 11.1146 | 14.4481 | 13.8072 | G, H
| Heat loss (% total input_e [MWh / MWh]) |  |  | Heat loss / cooling |  | 30.6187 | 29.4024 | 25.2831 | 21.4903 | 15.9365 | 27.0789 | 33.8307 | 13.9857 | 17.8008
| - hereof unrecoverable heat loss [%-points of heat loss] | 3.09 | MW | 14299.5286 | MWh | 3 | 3 | 3 | 3 | 3 | 3 | 3 | 3 | 3 | I
| - hereof recoverable for district heating [%-points of heat loss] | 27.1944 | MW | 125847.0756 | MWh | 27.6187 | 26.4024 | 22.2831 | 18.4903 | 12.9365 | 24.0789 | 30.8307 | 10.9857 | 14.8008 | J
| Hydrogen [kg / MWh input_e] |  |  | 9266153.8462 | kg H2 per year | 19.1052 | 19.4401 | 20.5744 | 21.6188 | 23.1481 | 20.0799 | 18.2207 | 23.6853 | 22.6348
| Forced outage [%] |  |  |  |  | 3 | 3 | 3 | 3 | 3 | 3 | 3 | 3 | 3 | K
| Planned outage [days per year] |  |  |  |  | 11 | 11 | 11 | 11 | 11 | 11 | 11 | 11 | 11 | K
| Technical lifetime [years] |  |  |  |  | 25 | 25 | 25 | 25 | 25 | 20 | 30 | 20 | 30 | K
| Frequency of stack replacement [h] | 2 month |  |  |  | 70000 | 80000 | 92500 | 94500 | 101500 | 61500 | 78500 | 83000 | 120000 | C, D, L | [4], [5], [6], [7], [37] | [1], [2], [3], [4], [5]
| Construction time [years] |  |  |  |  | 2 | 2 | 2 | 2 | 2 | 1.5 | 2 | 1.5 | 2 | M
Financial data (2020 price level) |  |  |  | CAPEX | Euros k€
| Specific investment [€ / kW of total input_e] | 875 |  | 90125 | k€ | 1200 | 875 | 550 | 425 | 300 | 950 | 1450 | 250 | 350 | D, N, O | [5], [37], [35], [36], [40], [41], [42] | [2], [4], [5], [6], [7], [8], [9], [10]
| - hereof electrolyser stack [€ / kW of total input_e] | 183.6701 |  |  |  | 251.8905 | 183.6701 | 115.4498 | 89.2112 | 62.9726 | 199.4133 | 304.3676 | 52.4772 | 73.468 | P, Q
| - hereof electrolyser system [€ / kW of total input_e] | 393.7201 |  |  |  | 539.959 | 393.7201 | 247.4812 | 191.2355 | 134.9897 | 427.4675 | 652.4504 | 112.4915 | 157.488 | P, Q
| - hereof BOP [€ / kW of total input_e] | 115.5933 |  |  |  | 158.528 | 115.5933 | 72.6587 | 56.1453 | 39.632 | 125.5013 | 191.5546 | 33.0267 | 46.2373 | P, Q
| - hereof Control System [€ / kW of total input_e] | 56.3354 |  |  |  | 77.26 | 56.3354 | 35.4108 | 27.3629 | 19.315 | 61.1642 | 93.3558 | 16.0958 | 22.5342 | P, Q
| - hereof Civil Infrastructure [€ / kW of total input_e] | 28.4588 |  |  |  | 39.0292 | 28.4588 | 17.8884 | 13.8229 | 9.7573 | 30.8982 | 47.1603 | 8.1311 | 11.3835 | P, Q
| - hereof Indirects [€ / kW of total input_e] | 97.2222 |  |  |  | 133.3333 | 97.2222 | 61.1111 | 47.2222 | 33.3333 | 105.5556 | 161.1111 | 27.7778 | 38.8889 | P, Q
| Specific investment [€ / kgH2 / day of max output] | 1875.4167 |  | 90125000 | Contol -ok (same as cell E27) | 2617.0892 | 1875.4167 | 1113.8428 | 819.1167 | 540 | 1971.2885 | 3315.8234 | 439.7938 | 644.2887 | A, B, P
| - hereof equipment [%] | 90 |  |  |  | 90 | 90 | 90 | 90 | 90 | 90 | 90 | 90 | 90 | K, R
| - hereof installation [%] | 10 |  | OPEX Fixed |  | 10 | 10 | 10 | 10 | 10 | 10 | 10 | 10 | 10 | K, R
| Fixed O&M [% of specific investment / year] | 4 |  | 3605 | k€/year | 4 | 4 | 4 | 4 | 4 | 4 | 4 | 4 | 4 | K, S | [40] | [8]
| Variable O&M [€ / kWh of total input] | Use data from othe H2 production plant |  |  |  | - | - | - | - | - |  |  |  |  | T
Technology specific data
| Current Density [A / cm2] |  |  |  |  | 0.6 | 0.8 | 1 | 1.2 | 1.5 | 0.4 | 0.6 | 1.2 | 1.5 | K, U | [40] | [8]
Flexibility
| - cold start up time [min from 0 to 100%] |  |  |  |  | 80 | 60.4167 | 30 | <30 | <30 | 49.896 | 105 | <30 | <30 | V | [6], [40], [43] | [3], [8], [11]
| Stack size [MW] |  |  |  |  | 2 | 5 | 5 | 10 | 10 | 1.5 | 2.5 | 10 | 10 |  | [6], [42], [44] | [3], [10], [12]
| Degradation rate [% / 1000 h] |  |  |  |  | 0.145 | 0.13 | 0.115 | 0.11 | 0.1 | 0.12459 | 0.16541 | 0.11065 | 0.08935 | K, U, W | [37], [40] | [5], [8]
| Electrolyser Unit [m2/MW] |  |  | Area |  | 25 | 21.2766 | 12.5 | 10.3723 | 8.2979 | 37.5 | 18.75 | 12.4468 | 6.2234 | X
| Plant Footprint [m2 / MW input_e] | 183.8298 | m2 | 18934.4681 | m2 | 216 | 183.8298 | 108 | 89.617 | 71.6936 | 172.8 | 324 | 57.3549 | 107.5404 | X, Y
| Weight of Electrolyser Stack [MW/tons] |  |  |  |  | 24 | 18 | 14.4 | 12 | 9.6 | 16 | 24 | 7.68 | 9.6 | K, Z
672332.5
Notes:
A. For the unit regarding "day" a 100% load factor is assumed here (Where the system is operated at nominal capacity all 24 hours of the day). In operation the daily full load hours may vary and should therefore be adjusted for.
B. Maximum hydrogen output per day, assuming 24 hours of full load operation in a day.
C. The values were derived from multiple sources. 2025 and 2040 were calculated using linear regression based on the data provided in the mentioned references, encompassing the years 2020, 2030, and 2050.
D. Upper and lower values are based on the average of the standard deviations found in the relevant data as shown in note C. Standard deviations for specific investments follow expected values from typical pre-FEED projects (20%).
E. Based on reference [3], the energy consumption of the entire system (including both stack and balance of plant components) is estimated.
F. Efficiency for AEC and PEMEC is calculated based on the electricity consumption of the stack and BOP level, and assuming the LHV of hydrogen. In the case of SOEC, energy supply for steam production is also included.
G. The HHV electrolyser efficiency can be calculated as the sum of the rows: "ΔE from HHV to LHV" and "Hydrogen".
H. The calculation is based on the HHV and LHV of hydrogen.
I. 3% of the energy is estimated to be unrecoverable for AEC and PEMEC hydrogen plants.
J. 50 °C (expected to increase to 70°C, by 2024).
K. Based on internal projects and references performed at Ramboll including FEED projects and estimations from clients and from suppliers.
L. Values have been rounded to nearest 500.
M. It is estimated internally at Ramboll that construction for 1 MW and 10 MW H2 plants will take 0.75-1 year, 100 MW H2 plants will take 1.5-2 years, and 1 GW H2 plants will take >3 years. This estimate includes large electrical components and the plant itself.
N. Investment costs for 100 MW of all technologies are based on public CAPEX estimates for 2030 and 2050. 2020 projects at Ramboll have then been used to find the progression by size.
O. Values have been rounded to nearest 25.
P. To analyze the cost breakdown of a hydrogen plant, the electrolyzer unit and the Balance of the Plant (BOP) are considered as outlined in Figure 1.3.1. Additionally, various other cost factors that are essential for the plant commissioning are taken into account, such as civil work, installation, and Engineering, Procurement, and Construction (EPC) expenses.
Q. For each of the component costs, an approximate percentage of projects of similar size has been used to multiply with the specific investment.
R. For H2 plants sized 1 MW and 10 MW, estimated cost ratio of equipment to installation is 95:5, and for H2 plants sized 100 MW and 1 GW, the estimated cost ratio of equipment to installation is 90:10.
S. Stack replacement costs are not included.
T. The price of the input streams (water and electric energy), has not been estimated.
U. The values are based on public sources. Approaching 2050 yields is a higher margin of uncertainty.
V. The operational flexibility of a system is often determined by its cold start-up time, which represents the most time-consuming step and serves as a crucial distinguishing factor between different technologies.
W. The provided degradation rate of the electrolyser stack is an average value. However, it is important to note that this rate is also influenced by the operation profile, such as the frequency of start/stop operations.
X. The size of the electrolyser unit is determined based on a multistack configuration, using benchmarking data sourced from Ramboll. For example, the assumptions for 10 MW electrolysis for PEMEC, AEC and SOEC were 2 x 5 MW stacks inside one container, 2 x 2.5 MW stacks inside one container, needing two containers, and 72 x 0.14 MW containers, respectively.
Y. The plant footprint includes the installation of electrolyser units, each with their respective rectifiers. A safety distance of 5 m is maintained between each unit, and a designated laydown area is provided for maintenance operations. BOP is also included in the total footprint value.
Z. Weight of stack is assuming wet conditions, where the contrarily to dry conditions, the weight of the electrolyte contributes to the total stack weight.
References:
[4] | [1]. DNV, “Hydrogen Forecast to 2050”, 2022.
[5] | [2]. Monitor Deloitte, “Fueling the Future of Mobility: Hydrogen Electrolysers”, 2021.
[6] | [3]. IRENA, Making the breakthrough: Green hydrogen policies and technology costs, Abu Dhabi, 2021.
[7] | [4]. IEA, “The Future of Hydrogen, Seizing today's opportunities, Executive summary, and recommendations, Report prepared by the IEA for the G20, Japan,” IEA, 2019.
[37] | [5]. DoE Hydrogen and Fuel Cell Technologies Office, “Technical Targets for Liquid Alkaline Electrolysis,” DoE, [Accessed July 2023].
[35] | [6]. IRENA, “Green Hydrogen Cost Reduction: Scaling up electrolysers to meet the 1.5°C climate goal,” International Renewable Energy Agency, Abu Dhabi, 2020.
[36] | [7]. IEA, “Global Hydrogen Review 2023,” 2023.
[40] | [8]. Clean Hydrogen Partnership, Strategic Research and Innovation Agenda 2021-2027, 2022.
[41] | [9]. ISPT, “Gigawatt green hydrogen plant; State-of-the-art design and total installed capital costs,” 2020.
[42] | [10]. Fraunhofer Institute for Solar Energy Systems, “COST FORECAST FOR LOW-TEMPERATURE ELECTROLYSIS,” 2021.
[43] | [11]. Janke et.al., “Optimizing power-to-H2 participation in the Nord Pool electricity market: Effects of different bidding strategies on plant operation,” Renewable Energy, vol. 156, pp. 820-836, August 2020.
[44] | [12]. Böhm et.al., “Projecting cost development for future large-scale power-to-gas implementations by scaling effects,” Applied Energy, vol. 264, 15 April 2020.
Note on E12: Anders: This fig (83400 m3) is used today for CAPEX/OPEX TW. It's based on the KPI in this file -correct used? To be verified! PW consumption at other project (laerge 2GW electricity). 2.5 M3 UPW needed. If scaled it will be 250000 m3/year. 3 times more.

## Water qualities
Temperature | Pressure (p) | Density (Rho) | Specific heat (Cp) | Kinematic viscosity
°C | Pa | kg/m3 | kj/kg.K | m²/s
0 | 101325 | 999.82 | 4.217 | 1.7923e-06
1 | 101325 | 999.89 | 4.213 | 1.7312e-06
2 | 101325 | 999.94 | 4.21 | 1.6741e-06
3 | 101325 | 999.98 | 4.207 | 1.62e-06
4 | 101325 | 1000 | 4.205 | 1.569e-06
5 | 101325 | 1000 | 4.202 | 1.52e-06
6 | 101325 | 999.99 | 4.2 | 1.473e-06
7 | 101325 | 999.96 | 4.198 | 1.4291e-06
8 | 101325 | 999.91 | 4.196 | 1.3861e-06
9 | 101325 | 999.85 | 4.194 | 1.3462e-06
10 | 101325 | 999.77 | 4.192 | 1.3083e-06
11 | 101325 | 999.68 | 4.191 | 1.2714e-06
12 | 101325 | 999.58 | 4.189 | 1.2365e-06
13 | 101325 | 999.46 | 4.188 | 1.2026e-06
14 | 101325 | 999.33 | 4.187 | 1.1708e-06
15 | 101325 | 999.19 | 4.186 | 1.1399e-06
16 | 101325 | 999.03 | 4.185 | 1.1101e-06
17 | 101325 | 998.86 | 4.184 | 1.0822e-06
18 | 101325 | 998.68 | 4.183 | 1.0554e-06
19 | 101325 | 998.49 | 4.182 | 1.0296e-06
20 | 101325 | 998.29 | 4.182 | 1.0047e-06
21 | 101325 | 998.08 | 4.181 | 9.8088e-07
22 | 101325 | 997.86 | 4.181 | 9.5705e-07
23 | 101325 | 997.62 | 4.18 | 9.3523e-07
24 | 101325 | 997.38 | 4.18 | 9.1339e-07
25 | 101325 | 997.13 | 4.18 | 8.9356e-07
26 | 101325 | 996.86 | 4.179 | 8.7374e-07
27 | 101325 | 996.59 | 4.179 | 8.5492e-07
28 | 101325 | 996.31 | 4.179 | 8.3609e-07
29 | 101325 | 996.02 | 4.179 | 8.1826e-07
30 | 101325 | 995.71 | 4.178 | 8.0144e-07
31 | 101325 | 995.41 | 4.178 | 7.846e-07
32 | 101325 | 995.09 | 4.178 | 7.6877e-07
33 | 101325 | 994.76 | 4.178 | 7.5295e-07
34 | 101325 | 994.43 | 4.178 | 7.3811e-07
35 | 101325 | 994.08 | 4.178 | 7.2429e-07
36 | 101325 | 993.73 | 4.178 | 7.0945e-07
37 | 101325 | 993.37 | 4.178 | 6.9662e-07
38 | 101325 | 993 | 4.178 | 6.8278e-07
39 | 101325 | 992.63 | 4.179 | 6.7094e-07
40 | 101325 | 992.25 | 4.179 | 6.581e-07
41 | 101325 | 991.86 | 4.179 | 6.4626e-07
42 | 101325 | 991.46 | 4.179 | 6.3442e-07
43 | 101325 | 991.05 | 4.179 | 6.2358e-07
44 | 101325 | 990.64 | 4.179 | 6.1274e-07
45 | 101325 | 990.22 | 4.18 | 6.0189e-07
46 | 101325 | 989.8 | 4.18 | 5.9204e-07
47 | 101325 | 989.36 | 4.18 | 5.8219e-07
48 | 101325 | 988.92 | 4.18 | 5.7234e-07
49 | 101325 | 988.47 | 4.181 | 5.6249e-07
50 | 101325 | 988.02 | 4.181 | 5.5363e-07
51 | 101325 | 987.56 | 4.181 | 5.4478e-07
52 | 101325 | 987.09 | 4.182 | 5.3592e-07
53 | 101325 | 986.62 | 4.182 | 5.2807e-07
54 | 101325 | 986.14 | 4.182 | 5.192e-07
55 | 101325 | 985.65 | 4.183 | 5.1134e-07
56 | 101325 | 985.16 | 4.183 | 5.0347e-07
57 | 101325 | 984.66 | 4.183 | 4.9662e-07
58 | 101325 | 984.16 | 4.184 | 4.8874e-07
59 | 101325 | 983.64 | 4.184 | 4.8188e-07
60 | 101325 | 983.13 | 4.185 | 4.7501e-07
61 | 101325 | 982.6 | 4.185 | 4.6815e-07
62 | 101325 | 982.07 | 4.186 | 4.6127e-07
63 | 101325 | 981.54 | 4.186 | 4.5541e-07
64 | 101325 | 981 | 4.187 | 4.4852e-07
65 | 101325 | 980.45 | 4.187 | 4.4265e-07
66 | 101325 | 979.9 | 4.188 | 4.3678e-07
67 | 101325 | 979.34 | 4.188 | 4.309e-07
68 | 101325 | 978.78 | 4.189 | 4.2502e-07
69 | 101325 | 978.21 | 4.189 | 4.1913e-07
70 | 101325 | 977.63 | 4.19 | 4.1324e-07
71 | 101325 | 977.05 | 4.19 | 4.0837e-07
72 | 101325 | 976.47 | 4.191 | 4.0349e-07
73 | 101325 | 975.88 | 4.192 | 3.9759e-07
74 | 101325 | 975.28 | 4.192 | 3.9271e-07
75 | 101325 | 974.68 | 4.193 | 3.8782e-07
76 | 101325 | 974.08 | 4.194 | 3.8293e-07
77 | 101325 | 973.46 | 4.194 | 3.7906e-07
78 | 101325 | 972.85 | 4.195 | 3.7416e-07
79 | 101325 | 972.23 | 4.196 | 3.6925e-07
80 | 101325 | 971.6 | 4.196 | 3.6538e-07
81 | 101325 | 970.97 | 4.197 | 3.6149e-07
82 | 101325 | 970.33 | 4.198 | 3.5658e-07
83 | 101325 | 969.69 | 4.199 | 3.5269e-07
84 | 101325 | 969.04 | 4.2 | 3.488e-07
85 | 101325 | 968.39 | 4.2 | 3.449e-07
86 | 101325 | 967.73 | 4.201 | 3.41e-07
87 | 101325 | 967.07 | 4.202 | 3.371e-07
88 | 101325 | 966.41 | 4.203 | 3.3319e-07
89 | 101325 | 965.74 | 4.204 | 3.3032e-07
90 | 101325 | 965.06 | 4.205 | 3.264e-07
91 | 101325 | 964.38 | 4.206 | 3.2249e-07
92 | 101325 | 963.7 | 4.207 | 3.196e-07
93 | 101325 | 963.01 | 4.208 | 3.1568e-07
94 | 101325 | 962.31 | 4.209 | 3.1279e-07
95 | 101325 | 961.62 | 4.21 | 3.0989e-07
96 | 101325 | 960.91 | 4.211 | 3.07e-07
97 | 101325 | 960.2 | 4.212 | 3.0306e-07
98 | 101325 | 959.49 | 4.213 | 3.0016e-07
99 | 101325 | 958.78 | 4.214 | 2.9725e-07
100 | 101325 | 958.05 | 4.216 | 2.9435e-07

## Technical temp calculations
|  |  | known values |  |  | We need to calcualte the bossing of Temp when sending to DH so, we can use the HEX but we are missing an upgrading unit in the calcualtions | [9 empty] | Step1
|  |  | calcualted | [12 empty] | m_PtH2_1 | Q_ex_PtH2
referemce cells
[19 empty] | 3185.9817 |  | 3185.9817
[10 empty] | Step3 |  |  |  | Step2
[10 empty] | Q_Boosting_heat_PtH2_1 |  |  |  | m_DH_PtH2_1 |  | 1885.5548 | kg/s |  | 1885.5548 | kg/s
[8 empty] | Tcout |  |  | Thin |  |  | Thin |  | 65 | C | Excess heat temp | 30 | C
|  | Inputs | [5 empty] | 819.2524 | kg/s |  | 819.2524 | kg/s |  | 819.2524 | kg/s | 276.1866 | MW | Excess heating CAP | 190.4723 | MW | Capaciteten er kendt
[8 empty] | 90 | C |  | 65 | C |  | 65 | C | [5 empty] | Vi kender i princippet varme capaciteten | kg/s
Summer |  | Time of year |  | Summer |  |  | 171.4286 | 205.7143 | MW |  | 120 | MW | 85.7143 | 120 | MW | 0.225 |  |  | 40 |  |  | C | kg/s
Winter |  | Cooling capacity |  | 800 | MW |  | Q_net_util_heat | Q_util_heat |  |  |  |  | 34.2857 | Q_ex_PtX_To_DH | [8 empty] | C
[16 empty] | Step 4 | Flow_Split |  | 40 | 30
|  | Excess heat temperature |  | 60 | C | [8 empty] | 85.7143 |  | 1066.3023 | kg/s
|  | Cooling temperature |  | 30 | C |  | 171.4286 | 819.2524 | [7 empty] | 65 | C |  | 78.9105 |  |  | kg/s
|  | Seawater | [7 empty] | 85.7143 | MW | Q_boost_PtH2 |  |  |  | 156.1866 | MW | Q_Flow_Split |  |  |  | C
|  | Summer temp |  | 25 | C | [13 empty] | The value below when substrated from each other is the value that remains
|  | Winter temp |  | 0 | C | [11 empty] | m_Mixing_PtH2_1 |  | in the return thermal energy and thereby the thermal energy that cannot be utilized in the DH system |  |  |  | kg/s
|  | Density |  | 1.022 | kg/L |  | dh | 175 | [5 empty] | 819.2524 | kg/s | 1885.5548 | kg/s |  | 156.1866 | 190.4723 |  |  | C
|  | Cp |  | 4.002 | kJ/ kg K |  | WTE | 50 | [5 empty] | 40 | C | 54.1378 | C
|  | dT |  | 10 | k | Q_Available_Heat | Avaliable heat | 125 | [5 empty] | 34.2857 | MW | 190.4723 | MW | Q_Mixing_PtH2_1
ThOut
Q_Unutil_heat
|  | DH | [11 empty] | 34.2857 | 190.4723
|  | Required DH temperature |  | 68 | C | [8 empty] | 34.2857
|  | Density |  | 983.13 |  |  |  | 1051.374
|  | Cp |  | 4.185 | kJ/ kg K
|  | Return |  | 40 | C |  |  | 20
|  | Density |  | 992.25 |  |  |  | 20 |  |  |  |  | Thin | 1885.5548 | kg/s |  |  |  | 1885.5548 | kg/s | ThOut
| 813.5918 | Cp |  | 4.179 |  |  |  | 20 | [5 empty] | 54.1378 | C |  |  |  | 30 | C | We know this value as it is the dimension value for the HEX, being the demanded temperature
| 1500 | Mass flow | DH HEX | 1750 | kg/s |  |  | 50 |  |  | Step 7 Q_Cooling_PtH2_1 |  | We know that CAP of HEX as it should be able to cooled every think away | 190.4723 | MW |  |  |  | 190.4723 | MW
|  | DH capacity |  | 200 | MW
[13 empty] | Tcout | 4759.429 | kg/s |  |  |  | 4759.429 | kg/s | Tcin
[14 empty] | 35 | C |  |  |  | 25 | C
[14 empty] | 190.4723 | MW |  |  |  | 190.4723 | MW
198.8965
We know the inputs of cooling, e.g. we know the sea water temp or chiller's technical dimenstions
|  | DC | [11 empty] | 4759.429 | kg/s
|  | Forward temp |  | 10 | [9 empty] | 35 | C | [5 empty] | So we know that the Sea water is 25C
|  | Density |  | 999.77 | [9 empty] | 190.4723 | MW | [5 empty] | The capacity varies depending on the needs, so do the heating sector take some or not. Therefore this number referece to the input of the HEX
|  | Cp |  | 4.192
|  | Return |  | 16
|  | Density |  | 999.03
|  | Cp |  | 4.185
167.4
DH
60-90 forward
30-40 return
Heat Exchange station 800 MW
Cooling unit
Stor kunde køl 70/30 C
800 MW
DC
10-60 MW (without HØST)
16?/10-6
Chiller / HEX
Questions: - is the energy on the cold-side of an HEX the same, so you have 200 MW at 70C being cooled down to 65C should there not be a lost in energy as well?
- What is the typical mass flow rate for a heating system?
- what is the energy needed to boost a temperature?
Booster
So the booster unit, do not supply any reture temperature to the cooling side, it should just be the reture temperature from the DH right?
We need to know the mass flow of the DH in order to corretly calculate this unit!
Sea Water

## Technical temp calculations (2)
|  |  | known values |  |  | We need to calcualte the bossing of Temp when sending to DH so, we can use the HEX but we are missing an upgrading unit in the calcualtions | [10 empty] | Step1
|  |  | calcualted | [13 empty] | m_PtH2_1 | Q_ex_PtH2
|  |  | referemce cells | [18 empty] | 4646.1128
[20 empty] | 3185.9817 |  | FALSE
[10 empty] | Step3 |  |  |  | Step2
[10 empty] | Q_Boosting_heat_PtH2_1 |  |  |  | m_DH_PtH2_1 |  |  | 2639.7767 | kg/s |  | 2639.7767 | kg/s | 4646.1128 |  |  | 2006.3361 | kg/s |  | 2006.3361 | kg/s
[8 empty] | Tcout |  |  | Thin |  |  | Thin |  |  | 60 | C | Excess heat temp | 35 | C |  |  |  | 70 | C | Excess heat temp | 30 | C
|  | Inputs | [5 empty] | 0 | kg/s |  | 0 | kg/s |  | 0 | kg/s |  | 276.1866 | MW | Excess heating CAP | 276.1866 | MW | Capaciteten er kendt |  |  | 335.8607 | MW | Excess heating CAP | 335.8607 | MW
[8 empty] | 90 | C |  | #DIV/0! | C |  | #DIV/0! | C | [6 empty] | Vi kender i princippet varme capaciteten | [9 empty] | kg/s
Summer |  | Time of year |  | Summer |  |  |  | #DIV/0! | MW |  | #DIV/0! | MW |  | #DIV/0! | MW |  | 0 | 2639.7767 | 0 | [12 empty] | C | kg/s
Winter |  | Cooling capacity |  | 800 | MW |  | Q_net_util_heat | Q_util_heat | [5 empty] | Q_ex_PtX_To_DH |  |  | 0 | 2006.3361 | 0 | [13 empty] | C
[17 empty] | Step 4 | Flow_Split
|  | Excess heat temperature |  | 60 | C | [8 empty] | #DIV/0! |  |  | 4646.1128 | kg/s
|  | Cooling temperature |  | 30 | C |  |  | #DIV/0! | [8 empty] | 64.3183 | C | [13 empty] | kg/s
|  | Seawater | [7 empty] | #DIV/0! | MW | Q_boost_PtH2 |  |  |  |  | 570.0647 | MW | Q_Flow_Split | [12 empty] | C
|  | Summer temp |  | 25 | C | [14 empty] | The value below when substrated from each other is the value that remains
|  | Winter temp |  | 0 | C | [12 empty] | m_Mixing_PtH2_1 |  | in the return thermal energy and thereby the thermal energy that cannot be utilized in the DH system | [12 empty] | kg/s
|  | Density |  | 1.022 | kg/L |  | dh | 175 |  | #DIV/0! | 20 |  |  | 0 | kg/s |  | 4646.1128 | kg/s | TRUE | 570.0647 | 667.2846 | [11 empty] | C
|  | Cp |  | 4.002 | kJ/ kg K |  | WTE | 50 |  | #DIV/0! | 50 |  |  | 40 | C |  | 64.3183 | C
|  | dT |  | 10 | k | Q_Available_Heat | Avaliable heat | 125 |  | #DIV/0! | 70 | #DIV/0! |  | 97.2199 | MW |  | 667.2846 | MW | Q_Mixing_PtH2_1
[10 empty] | 836.3202 |  |  |  | ThOut
Q_Unutil_heat
|  | DH | [11 empty] | 97.2199 | 667.2846
|  | Required DH temperature |  | 68 | C | [8 empty] | 0
|  | Density |  | 983.13
|  | Cp |  | 4.185
|  | Return |  | 40 | C
|  | Density |  | 992.25 | [8 empty] | Thin | 2639.7767 | kg/s |  |  |  |  | 2639.7767 | kg/s
| 813.5918 | Cp | [11 empty] | 64.3183 | C |  |  |  |  | 35 | C |  |  |  | 2006.3361 | kg/s |  |  |  | 2006.3361 | kg/s
| 1500 | Mass flow | DH HEX | 1750 | kg/s | [5 empty] | Step 7 Q_Cooling_PtH2_1 |  | We know that CAP of HEX as it should be able to cooled every think away | 323.893 | MW |  |  |  |  | 323.893 | MW |  |  |  | 64.3183 | C |  |  |  | 30 | C
|  | DH capacity |  | 200 | MW | [19 empty] | 288.1543 | MW |  |  |  | 288.1543 | MW
[13 empty] | Tcout | 8093.2791 | kg/s |  |  |  |  | 8093.2791 | kg/s
[14 empty] | 35 | C |  |  |  |  | 25 | C |  |  |  | 7200.2568 | kg/s |  |  |  | 7200.2568 | kg/s
[14 empty] | 323.893 | MW |  |  |  |  | 323.893 | MW |  |  |  | 25 | C |  |  |  | 25 | C
[14 empty] | 0 | [10 empty] | 288.1543 | MW |  |  |  | 288.1543 | MW
0
|  | DC | [11 empty] | 8093.2791 | kg/s
|  | Forward temp |  | 10 | [9 empty] | 35 | C
|  | Density |  | 999.77 | [9 empty] | 323.893 | MW
|  | Cp |  | 4.192
|  | Return |  | 16
|  | Density |  | 999.03
|  | Cp |  | 4.185
167.4
[10 empty] | stream 1 | stream 2 | Fmix | [6 empty] | DH Strem | Flow mix | F_dc
[8 empty] | 60 |  | 60 | 70 | 0 | 0.25 | 0.5 | 0.75 | 1 |  |  | 40 | 65 | 0 | 0.25 | 0.5 | 0.75 | 1
[12 empty] | 60 | 62.5 | 65 | 67.5 | 70 |  |  |  |  | 40 | 46.25 | 52.5 | 58.75 | 65
[10 empty] | 60 | 70 | F_dc
[12 empty] | 0 | 0.25 | 0.5 | 0.75 | 1
[12 empty] | 60 | 62.5 | 65 | 67.5 | 70
DH
60-90 forward
30-40 return
Heat Exchange station 800 MW
Cooling unit
Stor kunde køl 70/30 C
800 MW
DC
10-60 MW (without HØST)
16?/10-6
Chiller / HEX
Questions: - is the energy on the cold-side of an HEX the same, so you have 200 MW at 70C being cooled down to 65C should there not be a lost in energy as well?
- What is the typical mass flow rate for a heating system?
- what is the energy needed to boost a temperature?
Booster
So the booster unit, do not supply any reture temperature to the cooling side, it should just be the reture temperature from the DH right?
We need to know the mass flow of the DH in order to corretly calculate this unit!
Sea Water
Stor kunde køl 70/30 C
800 MW
Mixig
Heat Exchange station 800 MW
Cooling unit

## Data Wind Energinet
HourDK | PriceArea | Solar - ForecastCurrent MWh/h | Onshore Wind - ForecastCurrent MWh/h | Offshore Wind - ForecastCurrent MWh/h | Samlet | Samlet wind
2023-01-01 | DK1 | 0.015 | 471.5833 | 118.7917 | 590.39 | 590.375
2023-01-01 01:00 | DK1 | 0 | 697.875 | 190.2917 | 888.1667 | 888.1667
2023-01-01 02:00 | DK1 | 0 | 881.4583 | 284.625 | 1166.0833 | 1166.0833
2023-01-01 03:00 | DK1 | 0 | 861.4167 | 306.3333 | 1167.75 | 1167.75
2023-01-01 04:00 | DK1 | 0.000417 | 916.875 | 343.9583 | 1260.8338 | 1260.8333
2023-01-01 05:00 | DK1 | 0.012083 | 987.7083 | 396.5833 | 1384.3037 | 1384.2917
2023-01-01 06:00 | DK1 | 0.02375 | 846.625 | 197.9583 | 1044.6071 | 1044.5833
2023-01-01 07:00 | DK1 | 0.035417 | 966.1667 | 199.4167 | 1165.6188 | 1165.5834
2023-01-01 08:00 | DK1 | 0.12958 | 1399.625 | 277.0417 | 1676.7962 | 1676.6667
2023-01-01 09:00 | DK1 | 7.9725 | 1698.3334 | 340.5417 | 2046.8475 | 2038.875
2023-01-01 10:00 | DK1 | 27.2396 | 1760.7916 | 593.4583 | 2381.4895 | 2354.2499
2023-01-01 11:00 | DK1 | 66.3596 | 2148.3333 | 757.4583 | 2972.1511 | 2905.7916
2023-01-01 12:00 | DK1 | 79.1083 | 2029.8334 | 715.625 | 2824.5667 | 2745.4584
2023-01-01 13:00 | DK1 | 97.1008 | 2284.2917 | 749.2917 | 3130.6843 | 3033.5834
2023-01-01 14:00 | DK1 | 48.0025 | 2408.5417 | 436.0833 | 2892.6276 | 2844.6251
2023-01-01 15:00 | DK1 | 14.6821 | 2517.8333 | 1085.375 | 3617.8903 | 3603.2083
2023-01-01 16:00 | DK1 | 1.6475 | 2607.1667 | 1127.25 | 3736.0642 | 3734.4167
2023-01-01 17:00 | DK1 | 0.1025 | 2481.9583 | 1088.4166 | 3570.4774 | 3570.3749
2023-01-01 18:00 | DK1 | 0.095 | 2274.0833 | 935.1667 | 3209.3449 | 3209.2499
2023-01-01 19:00 | DK1 | 0.075417 | 2351.25 | 901.125 | 3252.4504 | 3252.375
2023-01-01 20:00 | DK1 | 0.05625 | 1929.2916 | 956.9167 | 2886.2646 | 2886.2083
2023-01-01 21:00 | DK1 | 0.045833 | 1711.7084 | 851.75 | 2563.5042 | 2563.4584
2023-01-01 22:00 | DK1 | 0.035417 | 1533.9584 | 877.5417 | 2411.5355 | 2411.5001
2023-01-01 23:00 | DK1 | 0.023333 | 1330.5 | 852.3333 | 2182.8566 | 2182.8333
2023-01-02 | DK1 | 0.012083 | 1060 | 749.5833 | 1809.5954 | 1809.5833
2023-01-02 01:00 | DK1 | 0 | 851.3333 | 606.25 | 1457.5833 | 1457.5833
2023-01-02 02:00 | DK1 | 0 | 701.7917 | 463.25 | 1165.0417 | 1165.0417
2023-01-02 03:00 | DK1 | 0 | 609.2917 | 399.125 | 1008.4167 | 1008.4167
2023-01-02 04:00 | DK1 | 0 | 525.5 | 305.2917 | 830.7917 | 830.7917
2023-01-02 05:00 | DK1 | 0.011667 | 441.25 | 275.5 | 716.7617 | 716.75
2023-01-02 06:00 | DK1 | 0.024583 | 312.75 | 192.2083 | 504.9829 | 504.9583
2023-01-02 07:00 | DK1 | 0.035417 | 174.9167 | 79.3333 | 254.2854 | 254.25
2023-01-02 08:00 | DK1 | 0.090417 | 145.625 | 22.125 | 167.8404 | 167.75
2023-01-02 09:00 | DK1 | 6.1275 | 127.1667 | 8.4583 | 141.7525 | 135.625
2023-01-02 10:00 | DK1 | 17.1075 | 119.7083 | 45.25 | 182.0658 | 164.9583
2023-01-02 11:00 | DK1 | 41.9571 | 155.375 | 48.7083 | 246.0404 | 204.0833
2023-01-02 12:00 | DK1 | 53.665 | 225.3333 | 113.8333 | 392.8317 | 339.1667
2023-01-02 13:00 | DK1 | 46.5754 | 287.4167 | 350.9583 | 684.9504 | 638.375
2023-01-02 14:00 | DK1 | 41.1912 | 455.2917 | 559.625 | 1056.1079 | 1014.9167
2023-01-02 15:00 | DK1 | 16.7379 | 609.9167 | 605.3333 | 1231.9879 | 1215.25
2023-01-02 16:00 | DK1 | 1.7117 | 965.3333 | 818.8333 | 1785.8783 | 1784.1666
2023-01-02 17:00 | DK1 | 0.12083 | 1408.625 | 868.75 | 2277.4958 | 2277.375
2023-01-02 18:00 | DK1 | 0.1025 | 1436.0834 | 943.2917 | 2379.4776 | 2379.3751
2023-01-02 19:00 | DK1 | 0.081667 | 1887.5 | 1025.1666 | 2912.7483 | 2912.6666
2023-01-02 20:00 | DK1 | 0.059583 | 1901.0416 | 1055.9584 | 2957.0596 | 2957
2023-01-02 21:00 | DK1 | 0.045 | 2157.4583 | 1098.0416 | 3255.5449 | 3255.4999
2023-01-02 22:00 | DK1 | 0 | 2037.7084 | 1096.2916 | 3134 | 3134
2023-01-02 23:00 | DK1 | 0 | 1768.125 | 1086.3334 | 2854.4584 | 2854.4584
2023-01-03 | DK1 | 0 | 1476.0834 | 1029.625 | 2505.7084 | 2505.7084
2023-01-03 01:00 | DK1 | 0 | 1352.25 | 1023.0417 | 2375.2917 | 2375.2917
2023-01-03 02:00 | DK1 | 0 | 1309.5416 | 992.9167 | 2302.4583 | 2302.4583
2023-01-03 03:00 | DK1 | 0 | 1368.9584 | 917.125 | 2286.0834 | 2286.0834
2023-01-03 04:00 | DK1 | 0 | 1393.25 | 726.4583 | 2119.7083 | 2119.7083
2023-01-03 05:00 | DK1 | 0.011667 | 1261 | 703.3333 | 1964.345 | 1964.3333
2023-01-03 06:00 | DK1 | 0.024583 | 1022.625 | 586.1667 | 1608.8163 | 1608.7917
2023-01-03 07:00 | DK1 | 0.03625 | 833.25 | 479.9167 | 1313.2029 | 1313.1667
2023-01-03 08:00 | DK1 | 0.66167 | 850.75 | 327.3333 | 1178.745 | 1178.0833
2023-01-03 09:00 | DK1 | 19.855 | 670.875 | 397.375 | 1088.105 | 1068.25
2023-01-03 10:00 | DK1 | 92.1067 | 526.2083 | 444.7083 | 1063.0233 | 970.9167
2023-01-03 11:00 | DK1 | 191.5696 | 549.875 | 375.7083 | 1117.1529 | 925.5833
2023-01-03 12:00 | DK1 | 272.0029 | 457.9167 | 496.8333 | 1226.7529 | 954.75
2023-01-03 13:00 | DK1 | 211.3383 | 611.4583 | 324.75 | 1147.5466 | 936.2083
2023-01-03 14:00 | DK1 | 120.1133 | 509.875 | 233.7083 | 863.6967 | 743.5833
2023-01-03 15:00 | DK1 | 39.8767 | 469.9583 | 402.7917 | 912.6267 | 872.75
2023-01-03 16:00 | DK1 | 2.445 | 532.5833 | 675.75 | 1210.7783 | 1208.3333
2023-01-03 17:00 | DK1 | 0.0925 | 788.7917 | 685.3333 | 1474.2175 | 1474.125
2023-01-03 18:00 | DK1 | 0.09375 | 986 | 824.5417 | 1810.6354 | 1810.5417
2023-01-03 19:00 | DK1 | 0.074583 | 1291.8334 | 822.4167 | 2114.3246 | 2114.2501
2023-01-03 20:00 | DK1 | 0.053333 | 1491.7084 | 826.5 | 2318.2617 | 2318.2084
2023-01-03 21:00 | DK1 | 0.042083 | 1517.875 | 898.9167 | 2416.8338 | 2416.7917
2023-01-03 22:00 | DK1 | 0.03125 | 1623.0416 | 904.2083 | 2527.2812 | 2527.2499
2023-01-03 23:00 | DK1 | 0.0225 | 1764.6666 | 996.75 | 2761.4391 | 2761.4166
2023-01-04 | DK1 | 0.01125 | 2016.7916 | 1027.2916 | 3044.0945 | 3044.0833
2023-01-04 01:00 | DK1 | 0 | 2233.25 | 1060 | 3293.25 | 3293.25
2023-01-04 02:00 | DK1 | 0 | 2376.6667 | 1078.7916 | 3455.4584 | 3455.4584
2023-01-04 03:00 | DK1 | 0 | 2581.9167 | 1032.2916 | 3614.2084 | 3614.2084
2023-01-04 04:00 | DK1 | 0 | 2671.1667 | 1043.4584 | 3714.6251 | 3714.6251
2023-01-04 05:00 | DK1 | 0.011667 | 2838.875 | 968.375 | 3807.2617 | 3807.25
2023-01-04 06:00 | DK1 | 0.024583 | 2573.2917 | 1093.375 | 3666.6913 | 3666.6667
2023-01-04 07:00 | DK1 | 0.03625 | 2467 | 1125.4584 | 3592.4946 | 3592.4584
2023-01-04 08:00 | DK1 | 0.07875 | 2684.7083 | 1102.9166 | 3787.7036 | 3787.6249
2023-01-04 09:00 | DK1 | 5.1096 | 2386.4583 | 1080.375 | 3471.9428 | 3466.8333
2023-01-04 10:00 | DK1 | 12.0529 | 2375.5833 | 1037.75 | 3425.3862 | 3413.3333
2023-01-04 11:00 | DK1 | 26.5533 | 2539.9167 | 1031.5834 | 3598.0535 | 3571.5001
2023-01-04 12:00 | DK1 | 44.5358 | 2528.2083 | 1077 | 3649.7441 | 3605.2083
2023-01-04 13:00 | DK1 | 35.2942 | 2561 | 1084.5834 | 3680.8775 | 3645.5834
2023-01-04 14:00 | DK1 | 20.2846 | 2628.75 | 1080.7084 | 3729.743 | 3709.4584
2023-01-04 15:00 | DK1 | 4.7862 | 2684.125 | 961.0833 | 3649.9946 | 3645.2083
2023-01-04 16:00 | DK1 | 0.27333 | 2874.4167 | 943.2083 | 3817.8984 | 3817.6251
2023-01-04 17:00 | DK1 | 0.08 | 2932.6667 | 1007.0417 | 3939.7884 | 3939.7084
2023-01-04 18:00 | DK1 | 0.08125 | 2832.5833 | 981.0417 | 3813.7062 | 3813.6249
2023-01-04 19:00 | DK1 | 0.063333 | 3221.125 | 1007.7917 | 4228.98 | 4228.9167
2023-01-04 20:00 | DK1 | 0.042917 | 3138.2917 | 992.75 | 4131.0847 | 4131.0417
2023-01-04 21:00 | DK1 | 0.037083 | 3112.5417 | 1038.7916 | 4151.3705 | 4151.3334
2023-01-04 22:00 | DK1 | 0.028333 | 2904.7083 | 1112.5834 | 4017.32 | 4017.2916
2023-01-04 23:00 | DK1 | 0.02 | 2789.75 | 1060.6666 | 3850.4366 | 3850.4166
2023-01-05 | DK1 | 0.010417 | 2388.0417 | 1072.9584 | 3461.0105 | 3461.0001
2023-01-05 01:00 | DK1 | 0 | 2319.125 | 1030.5 | 3349.625 | 3349.625
2023-01-05 02:00 | DK1 | 0 | 2195.375 | 1031.7916 | 3227.1666 | 3227.1666
2023-01-05 03:00 | DK1 | 0 | 2136.2917 | 1012.3333 | 3148.6251 | 3148.6251
2023-01-05 04:00 | DK1 | 0 | 2133.5 | 1022.25 | 3155.75 | 3155.75
2023-01-05 05:00 | DK1 | 0.011667 | 2197.75 | 1062.4584 | 3260.22 | 3260.2084
2023-01-05 06:00 | DK1 | 0.024583 | 2031.6666 | 1098.0416 | 3129.7328 | 3129.7083
2023-01-05 07:00 | DK1 | 0.037083 | 1979.2084 | 849.6667 | 2828.9121 | 2828.8751
2023-01-05 08:00 | DK1 | 0.34 | 1861.5416 | 797.3333 | 2659.2149 | 2658.8749
2023-01-05 09:00 | DK1 | 14.3613 | 1220.0416 | 598.3333 | 1832.7362 | 1818.3749
2023-01-05 10:00 | DK1 | 71.3354 | 873.9167 | 507.6667 | 1452.9188 | 1381.5833
2023-01-05 11:00 | DK1 | 166.5654 | 589.4167 | 377.125 | 1133.1071 | 966.5417
2023-01-05 12:00 | DK1 | 218.7871 | 385.7917 | 161.2083 | 765.7871 | 547
2023-01-05 13:00 | DK1 | 188.9329 | 232.4583 | 77.1667 | 498.5579 | 309.625
2023-01-05 14:00 | DK1 | 106.0379 | 100.1667 | 51.4583 | 257.6629 | 151.625
2023-01-05 15:00 | DK1 | 27.3283 | 62.7083 | 34.625 | 124.6617 | 97.3333
2023-01-05 16:00 | DK1 | 3.1133 | 39.6667 | 73.2917 | 116.0717 | 112.9583
2023-01-05 17:00 | DK1 | 0.077083 | 41.4583 | 114.9583 | 156.4938 | 156.4167
2023-01-05 18:00 | DK1 | 0.0825 | 79.625 | 210.0417 | 289.7492 | 289.6667
2023-01-05 19:00 | DK1 | 0.062083 | 177.1667 | 352.2917 | 529.5204 | 529.4583
2023-01-05 20:00 | DK1 | 0.042917 | 279.4583 | 453.4583 | 732.9596 | 732.9167
2023-01-05 21:00 | DK1 | 0.035 | 498.375 | 567.875 | 1066.285 | 1066.25
2023-01-05 22:00 | DK1 | 0.026667 | 711.2083 | 736.6667 | 1447.9017 | 1447.875
2023-01-05 23:00 | DK1 | 0.017917 | 1014.4167 | 996.8333 | 2011.2679 | 2011.25
2023-01-06 | DK1 | 0.009583 | 1358.2084 | 1070.5 | 2428.718 | 2428.7084
2023-01-06 01:00 | DK1 | 0 | 1735.9584 | 1089.4584 | 2825.4167 | 2825.4167
2023-01-06 02:00 | DK1 | 0 | 2128.625 | 1073 | 3201.625 | 3201.625
2023-01-06 03:00 | DK1 | 0 | 2563.0833 | 1063.875 | 3626.9583 | 3626.9583
2023-01-06 04:00 | DK1 | 0 | 2729.125 | 1057.2084 | 3786.3334 | 3786.3334
2023-01-06 05:00 | DK1 | 0.0125 | 2777.9583 | 1095.0416 | 3873.0124 | 3872.9999
2023-01-06 06:00 | DK1 | 0.025417 | 2622.625 | 1011.1667 | 3633.8171 | 3633.7917
2023-01-06 07:00 | DK1 | 0.037083 | 2700.5417 | 1099.7084 | 3800.2872 | 3800.2501
2023-01-06 08:00 | DK1 | 0.083333 | 3008.25 | 1076.9166 | 4085.25 | 4085.1666
2023-01-06 09:00 | DK1 | 4.8517 | 2937.5833 | 1026.0416 | 3968.4765 | 3963.6249
2023-01-06 10:00 | DK1 | 16.0629 | 2198.5 | 1115.25 | 3329.8129 | 3313.75
2023-01-06 11:00 | DK1 | 67.1988 | 1640.3334 | 1091.8334 | 2799.3655 | 2732.1667
2023-01-06 12:00 | DK1 | 149.8879 | 1402.2084 | 1027.1666 | 2579.2629 | 2429.375
2023-01-06 13:00 | DK1 | 159.2646 | 1791.9584 | 1039.25 | 2990.473 | 2831.2084
2023-01-06 14:00 | DK1 | 89.8363 | 1908.6666 | 852.9167 | 2851.4196 | 2761.5833
2023-01-06 15:00 | DK1 | 19.6038 | 1975.4584 | 801.75 | 2796.8121 | 2777.2084
2023-01-06 16:00 | DK1 | 0.87708 | 1967.7916 | 713.5 | 2682.1687 | 2681.2916
2023-01-06 17:00 | DK1 | 0.0975 | 1715.875 | 739.5 | 2455.4725 | 2455.375
2023-01-06 18:00 | DK1 | 0.096667 | 1699.7916 | 617.875 | 2317.7633 | 2317.6666
2023-01-06 19:00 | DK1 | 0.075833 | 1667.375 | 781.3333 | 2448.7841 | 2448.7083
2023-01-06 20:00 | DK1 | 0.05 | 1578.625 | 687.5833 | 2266.2583 | 2266.2083
2023-01-06 21:00 | DK1 | 0.045 | 1394.5 | 694.5 | 2089.045 | 2089
2023-01-06 22:00 | DK1 | 0.029167 | 1224.9584 | 774.8333 | 1999.8209 | 1999.7917
2023-01-06 23:00 | DK1 | 0.02 | 1097.4166 | 716.3333 | 1813.7699 | 1813.7499
2023-01-07 | DK1 | 0.01125 | 1066.3334 | 651.25 | 1717.5946 | 1717.5834
2023-01-07 01:00 | DK1 | 0 | 793.7083 | 556.5 | 1350.2083 | 1350.2083
2023-01-07 02:00 | DK1 | 0 | 689.5833 | 637.5417 | 1327.125 | 1327.125
2023-01-07 03:00 | DK1 | 0 | 800.4167 | 665.2917 | 1465.7084 | 1465.7084
2023-01-07 04:00 | DK1 | 0 | 931.9167 | 596.75 | 1528.6667 | 1528.6667
2023-01-07 05:00 | DK1 | 0.0125 | 974.3333 | 877.5417 | 1851.8875 | 1851.875
2023-01-07 06:00 | DK1 | 0.025417 | 914.0417 | 911.9583 | 1826.0254 | 1826
2023-01-07 07:00 | DK1 | 0.037083 | 991.25 | 968.25 | 1959.5371 | 1959.5
2023-01-07 08:00 | DK1 | 0.12042 | 1260.25 | 867.0417 | 2127.4121 | 2127.2917
2023-01-07 09:00 | DK1 | 5.5492 | 1302.6666 | 964.8333 | 2273.0491 | 2267.4999
2023-01-07 10:00 | DK1 | 22.8275 | 1441.9584 | 1002.7083 | 2467.4942 | 2444.6667
2023-01-07 11:00 | DK1 | 38.0975 | 1612.5416 | 996.375 | 2647.0141 | 2608.9166
2023-01-07 12:00 | DK1 | 40.8525 | 1690.25 | 1064.125 | 2795.2275 | 2754.375
2023-01-07 13:00 | DK1 | 35.7475 | 1875.0834 | 1093.6666 | 3004.4975 | 2968.75
2023-01-07 14:00 | DK1 | 25.0454 | 1763.9166 | 1085.75 | 2874.712 | 2849.6666
2023-01-07 15:00 | DK1 | 10.5225 | 1546.7916 | 1071.7084 | 2629.0225 | 2618.5
2023-01-07 16:00 | DK1 | 1.5817 | 1662.3334 | 1024.3334 | 2688.2484 | 2686.6667
2023-01-07 17:00 | DK1 | 0.08625 | 1731.25 | 1010.0833 | 2741.4196 | 2741.3333
2023-01-07 18:00 | DK1 | 0.086667 | 1646.2916 | 1040.5834 | 2686.9617 | 2686.875
2023-01-07 19:00 | DK1 | 0.065833 | 1982.5834 | 1026.3334 | 3008.9826 | 3008.9167
2023-01-07 20:00 | DK1 | 0.045417 | 2074.4583 | 1068.2084 | 3142.712 | 3142.6666
2023-01-07 21:00 | DK1 | 0.037083 | 2285.7083 | 1091.625 | 3377.3703 | 3377.3333
2023-01-07 22:00 | DK1 | 0.029167 | 2480 | 1076.9584 | 3556.9875 | 3556.9584
2023-01-07 23:00 | DK1 | 0.01875 | 2477.9167 | 1094.0834 | 3572.0189 | 3572.0001
2023-01-08 | DK1 | 0.010417 | 2389.375 | 1092.0416 | 3481.427 | 3481.4166
2023-01-08 01:00 | DK1 | 0 | 2427.125 | 1077.5834 | 3504.7084 | 3504.7084
2023-01-08 02:00 | DK1 | 0 | 2441.375 | 1070.125 | 3511.5 | 3511.5
2023-01-08 03:00 | DK1 | 0 | 2540.4167 | 1096.5834 | 3637.0001 | 3637.0001
2023-01-08 04:00 | DK1 | 0 | 2574.875 | 1101.5834 | 3676.4584 | 3676.4584
2023-01-08 05:00 | DK1 | 0.0125 | 2577.8333 | 1106.2084 | 3684.0541 | 3684.0416
2023-01-08 06:00 | DK1 | 0.025417 | 2177.6667 | 1099.5834 | 3277.2755 | 3277.2501
2023-01-08 07:00 | DK1 | 0.037917 | 2041 | 1110.3334 | 3151.3713 | 3151.3334
2023-01-08 08:00 | DK1 | 0.52708 | 1957.4584 | 1079.25 | 3037.2355 | 3036.7084
2023-01-08 09:00 | DK1 | 12.985 | 1499.8334 | 1077.3334 | 2590.1517 | 2577.1667
2023-01-08 10:00 | DK1 | 36.6858 | 1232.875 | 1096.5 | 2366.0608 | 2329.375
2023-01-08 11:00 | DK1 | 64.0804 | 1258.375 | 1070.5834 | 2393.0388 | 2328.9584
2023-01-08 12:00 | DK1 | 69.8317 | 1185.5416 | 1038 | 2293.3733 | 2223.5416
2023-01-08 13:00 | DK1 | 74.88 | 1245.8334 | 1029.8334 | 2350.5467 | 2275.6667
2023-01-08 14:00 | DK1 | 63.4083 | 1245 | 1006.25 | 2314.6583 | 2251.25
2023-01-08 15:00 | DK1 | 17.0987 | 1118.25 | 945.2917 | 2080.6404 | 2063.5417
2023-01-08 16:00 | DK1 | 3.2283 | 1193.125 | 862.0833 | 2058.4366 | 2055.2083
2023-01-08 17:00 | DK1 | 0.081667 | 1111.2916 | 874.0833 | 1985.4566 | 1985.3749
2023-01-08 18:00 | DK1 | 0.086667 | 1060.1666 | 878.875 | 1939.1283 | 1939.0416
2023-01-08 19:00 | DK1 | 0.06375 | 1076 | 833.625 | 1909.6888 | 1909.625
2023-01-08 20:00 | DK1 | 0.042917 | 976.2917 | 886.6667 | 1863.0013 | 1862.9584
2023-01-08 21:00 | DK1 | 0.03875 | 929.2917 | 889.7083 | 1819.0387 | 1819
2023-01-08 22:00 | DK1 | 0.029167 | 983.7917 | 796.8333 | 1780.6542 | 1780.625
2023-01-08 23:00 | DK1 | 0.02 | 1020.125 | 832.2917 | 1852.4367 | 1852.4167
2023-01-09 | DK1 | 0.009583 | 1055.75 | 864.2083 | 1919.9679 | 1919.9583
2023-01-09 01:00 | DK1 | 0 | 1143.4166 | 868.375 | 2011.7916 | 2011.7916
2023-01-09 02:00 | DK1 | 0 | 1201.7916 | 912.125 | 2113.9166 | 2113.9166
2023-01-09 03:00 | DK1 | 0 | 1267.875 | 958.5833 | 2226.4583 | 2226.4583
2023-01-09 04:00 | DK1 | 0 | 1270.0416 | 935.4167 | 2205.4583 | 2205.4583
2023-01-09 05:00 | DK1 | 0.0125 | 1293.6666 | 723.875 | 2017.5541 | 2017.5416
2023-01-09 06:00 | DK1 | 0.025417 | 1239.2084 | 893.4167 | 2132.6505 | 2132.6251
2023-01-09 07:00 | DK1 | 0.038333 | 1085.2084 | 873.7917 | 1959.0384 | 1959.0001
2023-01-09 08:00 | DK1 | 0.25917 | 1204.1666 | 711.75 | 1916.1758 | 1915.9166
2023-01-09 09:00 | DK1 | 11.1817 | 976.2917 | 663 | 1650.4734 | 1639.2917
2023-01-09 10:00 | DK1 | 43.9846 | 732.875 | 640 | 1416.8596 | 1372.875
2023-01-09 11:00 | DK1 | 148.1421 | 627.7917 | 693.2917 | 1469.2255 | 1321.0834
2023-01-09 12:00 | DK1 | 189.085 | 627.4583 | 650.25 | 1466.7933 | 1277.7083
2023-01-09 13:00 | DK1 | 148.9104 | 667.375 | 587.125 | 1403.4104 | 1254.5
2023-01-09 14:00 | DK1 | 72.9662 | 717.7083 | 521.7083 | 1312.3829 | 1239.4166
2023-01-09 15:00 | DK1 | 14.5113 | 639.9167 | 509.5 | 1163.9279 | 1149.4167
2023-01-09 16:00 | DK1 | 1.4596 | 677.5833 | 420 | 1099.0429 | 1097.5833
2023-01-09 17:00 | DK1 | 0.089167 | 712.4167 | 416.25 | 1128.7559 | 1128.6667
2023-01-09 18:00 | DK1 | 0.086667 | 670.3333 | 444.4167 | 1114.8366 | 1114.75
2023-01-09 19:00 | DK1 | 0.0675 | 679 | 500.5417 | 1179.6092 | 1179.5417
2023-01-09 20:00 | DK1 | 0.05 | 644.3333 | 550.8333 | 1195.2166 | 1195.1666
2023-01-09 21:00 | DK1 | 0.037083 | 599.4583 | 558.3333 | 1157.8287 | 1157.7916
2023-01-09 22:00 | DK1 | 0.029167 | 547.0833 | 646 | 1193.1125 | 1193.0833
2023-01-09 23:00 | DK1 | 0.019167 | 460.1667 | 612.9167 | 1073.1025 | 1073.0833
2023-01-10 | DK1 | 0.010417 | 522.125 | 610.375 | 1132.5104 | 1132.5
2023-01-10 01:00 | DK1 | 0 | 523.0417 | 649.375 | 1172.4167 | 1172.4167
2023-01-10 02:00 | DK1 | 0 | 500.4583 | 524.75 | 1025.2083 | 1025.2083
2023-01-10 03:00 | DK1 | 0 | 525.9583 | 458.75 | 984.7083 | 984.7083
2023-01-10 04:00 | DK1 | 0 | 600.5 | 567.5833 | 1168.0833 | 1168.0833
2023-01-10 05:00 | DK1 | 0.0125 | 676.5833 | 492.125 | 1168.7208 | 1168.7083
2023-01-10 06:00 | DK1 | 0.02625 | 716.375 | 411.625 | 1128.0262 | 1128
2023-01-10 07:00 | DK1 | 0.039167 | 874.2083 | 452.4583 | 1326.7058 | 1326.6667
2023-01-10 08:00 | DK1 | 0.76 | 913.9583 | 353.75 | 1268.4683 | 1267.7083
2023-01-10 09:00 | DK1 | 25.2162 | 859.2917 | 322.875 | 1207.3829 | 1182.1667
2023-01-10 10:00 | DK1 | 117.1338 | 739.2083 | 330.75 | 1187.0921 | 1069.9583
2023-01-10 11:00 | DK1 | 216.9563 | 893.5833 | 555.125 | 1665.6646 | 1448.7083
2023-01-10 12:00 | DK1 | 204.9054 | 1004.5 | 607.25 | 1816.6554 | 1611.75
2023-01-10 13:00 | DK1 | 142.5737 | 930.5417 | 771.375 | 1844.4904 | 1701.9167
2023-01-10 14:00 | DK1 | 90.4617 | 951.5417 | 637.4167 | 1679.42 | 1588.9584
2023-01-10 15:00 | DK1 | 17.3946 | 994 | 931.1667 | 1942.5613 | 1925.1667
2023-01-10 16:00 | DK1 | 2.1192 | 1166.6666 | 900.9167 | 2069.7025 | 2067.5833
2023-01-10 17:00 | DK1 | 1.2571 | 1534 | 975.6667 | 2510.9238 | 2509.6667
2023-01-10 18:00 | DK1 | 1.0975 | 1796.2916 | 1072.875 | 2870.2641 | 2869.1666
2023-01-10 19:00 | DK1 | 0.93625 | 2338.8333 | 809.8333 | 3149.6028 | 3148.6666
2023-01-10 20:00 | DK1 | 0.062917 | 2535.5417 | 906.3333 | 3441.938 | 3441.8751
2023-01-10 21:00 | DK1 | 0.04875 | 2886.0417 | 898.9583 | 3785.0488 | 3785.0001
2023-01-10 22:00 | DK1 | 0.037083 | 3107.25 | 1102.75 | 4210.0371 | 4210
2023-01-10 23:00 | DK1 | 0.02375 | 3251.5833 | 1065.9584 | 4317.5654 | 4317.5416
2023-01-11 | DK1 | 0.013333 | 3299.9583 | 1034 | 4333.9716 | 4333.9583
2023-01-11 01:00 | DK1 | 0.000417 | 3333.5417 | 977.375 | 4310.9172 | 4310.9167
2023-01-11 02:00 | DK1 | 0 | 3347.9167 | 904 | 4251.9167 | 4251.9167
2023-01-11 03:00 | DK1 | 0 | 3194.4583 | 898.5833 | 4093.0416 | 4093.0416
2023-01-11 04:00 | DK1 | 0 | 3142.5417 | 712.5417 | 3855.0834 | 3855.0834
2023-01-11 05:00 | DK1 | 0.0125 | 3013.2083 | 773 | 3786.2208 | 3786.2083
2023-01-11 06:00 | DK1 | 0.02625 | 2675.7083 | 782.9167 | 3458.6512 | 3458.6249
2023-01-11 07:00 | DK1 | 0.04 | 2429.875 | 1079.5834 | 3509.4984 | 3509.4584
2023-01-11 08:00 | DK1 | 0.49542 | 2431.5833 | 1065.0834 | 3497.162 | 3496.6666
2023-01-11 09:00 | DK1 | 27.5979 | 1954.875 | 782.3333 | 2764.8062 | 2737.2083
2023-01-11 10:00 | DK1 | 49.7054 | 1812.9584 | 729.75 | 2592.4138 | 2542.7084
2023-01-11 11:00 | DK1 | 129.2583 | 1734.9166 | 753.75 | 2617.925 | 2488.6666
2023-01-11 12:00 | DK1 | 201.5346 | 1802.2916 | 868.7083 | 2872.5345 | 2670.9999
2023-01-11 13:00 | DK1 | 167.6463 | 2086.0417 | 1002.2917 | 3255.9797 | 3088.3334
2023-01-11 14:00 | DK1 | 102.2458 | 2143.2083 | 950.4583 | 3195.9124 | 3093.6666
2023-01-11 15:00 | DK1 | 29.2517 | 2134.2917 | 784.625 | 2948.1684 | 2918.9167
2023-01-11 16:00 | DK1 | 4.4983 | 2233.7083 | 856.8333 | 3095.0399 | 3090.5416
2023-01-11 17:00 | DK1 | 0.10667 | 2188.8333 | 773.4167 | 2962.3566 | 2962.2499
2023-01-11 18:00 | DK1 | 0.1075 | 2028.3334 | 1065.75 | 3094.1909 | 3094.0834
2023-01-11 19:00 | DK1 | 0.081667 | 2343.5 | 1036.0416 | 3379.6233 | 3379.5416
2023-01-11 20:00 | DK1 | 0.06 | 2283.8333 | 1062.1666 | 3346.0599 | 3345.9999
2023-01-11 21:00 | DK1 | 0.04875 | 2181.2083 | 1121.7084 | 3302.9654 | 3302.9166
2023-01-11 22:00 | DK1 | 0.038333 | 2167.125 | 1115.125 | 3282.2883 | 3282.25
2023-01-11 23:00 | DK1 | 0.026667 | 2204 | 1137.4166 | 3341.4433 | 3341.4166
2023-01-12 | DK1 | 0.014167 | 2148.2917 | 1077 | 3225.3059 | 3225.2917
2023-01-12 01:00 | DK1 | 0.000417 | 1844.6666 | 1103.1666 | 2947.8337 | 2947.8333
2023-01-12 02:00 | DK1 | 0 | 1618.4166 | 1101.5416 | 2719.9583 | 2719.9583
2023-01-12 03:00 | DK1 | 0 | 1665.7084 | 1064.25 | 2729.9584 | 2729.9584
2023-01-12 04:00 | DK1 | 0 | 1397.75 | 1012.9583 | 2410.7083 | 2410.7083
2023-01-12 05:00 | DK1 | 0.0125 | 1319.6666 | 990.625 | 2310.3041 | 2310.2916
2023-01-12 06:00 | DK1 | 0.02625 | 1054.4584 | 918.125 | 1972.6096 | 1972.5834
2023-01-12 07:00 | DK1 | 0.040833 | 1079.75 | 767.25 | 1847.0408 | 1847
2023-01-12 08:00 | DK1 | 0.32125 | 1238.8334 | 506.2917 | 1745.4463 | 1745.125
2023-01-12 09:00 | DK1 | 10.9938 | 1019.7917 | 500.8333 | 1531.6188 | 1520.625
2023-01-12 10:00 | DK1 | 19.2321 | 871.875 | 379.1667 | 1270.2737 | 1251.0417
2023-01-12 11:00 | DK1 | 40.5529 | 705.7083 | 382.25 | 1128.5112 | 1087.9583
2023-01-12 12:00 | DK1 | 62.6571 | 606.625 | 270.0833 | 939.3654 | 876.7083
2023-01-12 13:00 | DK1 | 92.2079 | 536.2083 | 126.0417 | 754.4579 | 662.25
2023-01-12 14:00 | DK1 | 80.5837 | 539.8333 | 110.375 | 730.7921 | 650.2083
2023-01-12 15:00 | DK1 | 31.6367 | 618.9167 | 173.2083 | 823.7617 | 792.125
2023-01-12 16:00 | DK1 | 2.0571 | 898.3333 | 354.2917 | 1254.6821 | 1252.625
2023-01-12 17:00 | DK1 | 0.12333 | 1096.2916 | 345.9583 | 1442.3733 | 1442.25
2023-01-12 18:00 | DK1 | 0.12125 | 1008.8333 | 506.75 | 1515.7046 | 1515.5833
2023-01-12 19:00 | DK1 | 0.10375 | 1056.125 | 627.125 | 1683.3537 | 1683.25
2023-01-12 20:00 | DK1 | 0.079583 | 1162.875 | 808.1667 | 1971.1213 | 1971.0417
2023-01-12 21:00 | DK1 | 0.064167 | 1512.0416 | 970.2083 | 2482.3141 | 2482.2499
2023-01-12 22:00 | DK1 | 0.045417 | 1906.4584 | 988.3333 | 2894.8371 | 2894.7917
2023-01-12 23:00 | DK1 | 0.030417 | 2137.875 | 1089.875 | 3227.7804 | 3227.75
2023-01-13 | DK1 | 0.01625 | 2156.125 | 1042.7916 | 3198.9329 | 3198.9166
2023-01-13 01:00 | DK1 | 0.002083 | 2188.0833 | 1080.625 | 3268.7103 | 3268.7083
2023-01-13 02:00 | DK1 | 0 | 2060.9167 | 1040.2084 | 3101.1251 | 3101.1251
2023-01-13 03:00 | DK1 | 0 | 2080.7083 | 1015.7083 | 3096.4166 | 3096.4166
2023-01-13 04:00 | DK1 | 0 | 2140.8333 | 1026.25 | 3167.0833 | 3167.0833
2023-01-13 05:00 | DK1 | 0.0125 | 2191.7083 | 1091.7084 | 3283.4291 | 3283.4166
2023-01-13 06:00 | DK1 | 0.02625 | 2101.8333 | 1075.3334 | 3177.1929 | 3177.1666
2023-01-13 07:00 | DK1 | 0.041667 | 1932.5834 | 1115.8334 | 3048.4584 | 3048.4167
2023-01-13 08:00 | DK1 | 0.24083 | 2492.875 | 1122 | 3615.1158 | 3614.875
2023-01-13 09:00 | DK1 | 8.0846 | 2512.25 | 1104.875 | 3625.2096 | 3617.125
2023-01-13 10:00 | DK1 | 36.2571 | 2599 | 1126.875 | 3762.1321 | 3725.875
2023-01-13 11:00 | DK1 | 62.5742 | 2713.7917 | 1112.6666 | 3889.0325 | 3826.4584
2023-01-13 12:00 | DK1 | 65.4717 | 2723.8333 | 1082.875 | 3872.1799 | 3806.7083
2023-01-13 13:00 | DK1 | 62.8083 | 2734.9583 | 1117.25 | 3915.0166 | 3852.2083
2023-01-13 14:00 | DK1 | 40.9854 | 2674.5 | 1120.625 | 3836.1104 | 3795.125
2023-01-13 15:00 | DK1 | 10.9637 | 2579.6667 | 1134.7916 | 3725.4221 | 3714.4584
2023-01-13 16:00 | DK1 | 5.3783 | 2667.125 | 1118.0834 | 3790.5867 | 3785.2084
2023-01-13 17:00 | DK1 | 0.12917 | 2540.9167 | 1105.7916 | 3646.8375 | 3646.7084
2023-01-13 18:00 | DK1 | 0.12833 | 2188.75 | 1110.4166 | 3299.295 | 3299.1666
2023-01-13 19:00 | DK1 | 0.10292 | 2374.7083 | 1112.4166 | 3487.2278 | 3487.1249
2023-01-13 20:00 | DK1 | 0.07875 | 2426.375 | 1105.625 | 3532.0788 | 3532
2023-01-13 21:00 | DK1 | 0.06375 | 2765.8333 | 1109.9166 | 3875.8136 | 3875.7499
2023-01-13 22:00 | DK1 | 0.049583 | 2927.625 | 1089.375 | 4017.0496 | 4017
2023-01-13 23:00 | DK1 | 0.41708 | 2789.875 | 1116.7916 | 3907.0837 | 3906.6666
2023-01-14 | DK1 | 0.21875 | 2760.375 | 1106.7916 | 3867.3854 | 3867.1666
2023-01-14 01:00 | DK1 | 0 | 2756.2917 | 1099.5 | 3855.7917 | 3855.7917
2023-01-14 02:00 | DK1 | 0 | 2665.75 | 1101.7916 | 3767.5416 | 3767.5416
2023-01-14 03:00 | DK1 | 0 | 2526.5417 | 1023.4167 | 3549.9584 | 3549.9584
2023-01-14 04:00 | DK1 | 0 | 2239.875 | 1087.9166 | 3327.7916 | 3327.7916
2023-01-14 05:00 | DK1 | 0.013333 | 2054.625 | 1102.75 | 3157.3883 | 3157.375
2023-01-14 06:00 | DK1 | 0.027083 | 1829.2916 | 1028.3334 | 2857.6521 | 2857.625
2023-01-14 07:00 | DK1 | 0.041667 | 1607.5416 | 977.4167 | 2585 | 2584.9583
2023-01-14 08:00 | DK1 | 0.99042 | 1468.9166 | 859.75 | 2329.657 | 2328.6666
2023-01-14 09:00 | DK1 | 28.1717 | 1240.0834 | 954.375 | 2222.63 | 2194.4584
2023-01-14 10:00 | DK1 | 91.6971 | 1126.2084 | 928.2083 | 2146.1138 | 2054.4167
2023-01-14 11:00 | DK1 | 136.2783 | 1217.7916 | 1033.5416 | 2387.6116 | 2251.3333
2023-01-14 12:00 | DK1 | 107.0246 | 1295.0834 | 951.5833 | 2353.6913 | 2246.6667
2023-01-14 13:00 | DK1 | 69.9771 | 1571.5 | 978.125 | 2619.6021 | 2549.625
2023-01-14 14:00 | DK1 | 23.4483 | 1910.9166 | 1115.7916 | 3050.1566 | 3026.7083
2023-01-14 15:00 | DK1 | 5.2433 | 2297.7083 | 1057.9584 | 3360.91 | 3355.6666
2023-01-14 16:00 | DK1 | 0.009583 | 2633.0833 | 1032.0416 | 3665.1345 | 3665.1249
2023-01-14 17:00 | DK1 | 0.11708 | 2891.9167 | 1027.5834 | 3919.6172 | 3919.5001
2023-01-14 18:00 | DK1 | 0.10792 | 2739.125 | 1078.4584 | 3817.6913 | 3817.5834
2023-01-14 19:00 | DK1 | 0.087083 | 3072.6667 | 1001.25 | 4074.0038 | 4073.9167
2023-01-14 20:00 | DK1 | 0.062083 | 2745.3333 | 1089.125 | 3834.5203 | 3834.4583
2023-01-14 21:00 | DK1 | 0.049583 | 2643.625 | 1101.5416 | 3745.2162 | 3745.1666
2023-01-14 22:00 | DK1 | 0.03875 | 2697.5833 | 1030.4584 | 3728.0804 | 3728.0416
2023-01-14 23:00 | DK1 | 0.026667 | 2598 | 1075.5416 | 3673.5683 | 3673.5416
2023-01-15 | DK1 | 0.014167 | 2620.7083 | 1003.4583 | 3624.1807 | 3624.1666
2023-01-15 01:00 | DK1 | 0.000417 | 2623.5833 | 1105.5834 | 3729.167 | 3729.1666
2023-01-15 02:00 | DK1 | 0 | 2544.9167 | 1079.375 | 3624.2917 | 3624.2917
2023-01-15 03:00 | DK1 | 0 | 2850.3333 | 1017.5417 | 3867.8749 | 3867.8749
2023-01-15 04:00 | DK1 | 0 | 2938 | 1009.7083 | 3947.7083 | 3947.7083
2023-01-15 05:00 | DK1 | 0.013333 | 3009.5417 | 1020.4583 | 4030.0134 | 4030.0001
2023-01-15 06:00 | DK1 | 0.0275 | 2948.0833 | 1010.0417 | 3958.1524 | 3958.1249
2023-01-15 07:00 | DK1 | 0.042917 | 3026.7083 | 1078.7916 | 4105.5428 | 4105.4999
2023-01-15 08:00 | DK1 | 0.78792 | 3580.25 | 1022.6667 | 4603.7046 | 4602.9167
2023-01-15 09:00 | DK1 | 20.1979 | 3326.6667 | 930.7083 | 4277.573 | 4257.3751
2023-01-15 10:00 | DK1 | 91.6192 | 3296.8333 | 900.25 | 4288.7024 | 4197.0833
2023-01-15 11:00 | DK1 | 126.7817 | 3367.0417 | 807.0833 | 4300.9067 | 4174.1251
2023-01-15 12:00 | DK1 | 128.6163 | 3367.75 | 886.3333 | 4382.6996 | 4254.0833
2023-01-15 13:00 | DK1 | 95.6271 | 3379.25 | 869 | 4343.8771 | 4248.25
2023-01-15 14:00 | DK1 | 53.5854 | 3336.2917 | 1038.6666 | 4428.5438 | 4374.9584
2023-01-15 15:00 | DK1 | 13.5887 | 3066.1667 | 984.75 | 4064.5055 | 4050.9167
2023-01-15 16:00 | DK1 | 3.0162 | 3108.625 | 1023.1667 | 4134.8079 | 4131.7917
2023-01-15 17:00 | DK1 | 0.13 | 3144.9167 | 1057.4584 | 4202.5051 | 4202.3751
2023-01-15 18:00 | DK1 | 0.13375 | 3042.2083 | 1107.5 | 4149.842 | 4149.7083
2023-01-15 19:00 | DK1 | 0.10625 | 3413.3333 | 1055.4166 | 4468.8561 | 4468.7499
2023-01-15 20:00 | DK1 | 0.0825 | 3364.4167 | 1110.2916 | 4474.7909 | 4474.7084
2023-01-15 21:00 | DK1 | 0.06375 | 3242.8333 | 1097.9166 | 4340.8136 | 4340.7499
2023-01-15 22:00 | DK1 | 0.050417 | 3033.8333 | 1064.7916 | 4098.6753 | 4098.6249
2023-01-15 23:00 | DK1 | 0.03375 | 2882 | 1054.1666 | 3936.2004 | 3936.1666
2023-01-16 | DK1 | 0.017917 | 2558.625 | 1054.9584 | 3613.6013 | 3613.5834
2023-01-16 01:00 | DK1 | 0 | 2162.375 | 1086 | 3248.375 | 3248.375
2023-01-16 02:00 | DK1 | 0 | 1829.2916 | 1012.1667 | 2841.4583 | 2841.4583
2023-01-16 03:00 | DK1 | 0 | 1414.375 | 848.2083 | 2262.5833 | 2262.5833
2023-01-16 04:00 | DK1 | 0 | 1188.4584 | 644.625 | 1833.0834 | 1833.0834
2023-01-16 05:00 | DK1 | 0.013333 | 978.0417 | 433.7917 | 1411.8467 | 1411.8333
2023-01-16 06:00 | DK1 | 0.0275 | 635.5833 | 408 | 1043.6108 | 1043.5833
2023-01-16 07:00 | DK1 | 0.042917 | 675.875 | 333.4583 | 1009.3763 | 1009.3333
2023-01-16 08:00 | DK1 | 1.2517 | 961.4167 | 585.9167 | 1548.585 | 1547.3334
2023-01-16 09:00 | DK1 | 33.7375 | 954.0833 | 685.4167 | 1673.2375 | 1639.5
2023-01-16 10:00 | DK1 | 109.9429 | 925.1667 | 872.5 | 1907.6096 | 1797.6667
2023-01-16 11:00 | DK1 | 180.4775 | 871.7083 | 948.75 | 2000.9358 | 1820.4583
2023-01-16 12:00 | DK1 | 165.8683 | 841.5417 | 787.0833 | 1794.4933 | 1628.625
2023-01-16 13:00 | DK1 | 135.5917 | 805.875 | 857.0833 | 1798.55 | 1662.9583
2023-01-16 14:00 | DK1 | 78.2458 | 623.6667 | 824.5 | 1526.4125 | 1448.1667
2023-01-16 15:00 | DK1 | 25.0375 | 508.9583 | 703.5833 | 1237.5792 | 1212.5417
2023-01-16 16:00 | DK1 | 2.0017 | 715.9167 | 742.5 | 1460.4184 | 1458.4167
2023-01-16 17:00 | DK1 | 1.3433 | 1020.3333 | 794.7917 | 1816.4683 | 1815.125
2023-01-16 18:00 | DK1 | 1.1912 | 1209.7084 | 834.625 | 2045.5246 | 2044.3334
2023-01-16 19:00 | DK1 | 1.9454 | 1383.125 | 793.5 | 2178.5704 | 2176.625
2023-01-16 20:00 | DK1 | 1.6221 | 1304.7916 | 676.3333 | 1982.747 | 1981.1249
2023-01-16 21:00 | DK1 | 0.68042 | 1336.7916 | 789 | 2126.472 | 2125.7916
2023-01-16 22:00 | DK1 | 0.04 | 1385.125 | 981.6667 | 2366.8317 | 2366.7917
2023-01-16 23:00 | DK1 | 0.026667 | 1368.625 | 744.125 | 2112.7767 | 2112.75
2023-01-17 | DK1 | 0.014167 | 1266.5416 | 640.2083 | 1906.7641 | 1906.7499
2023-01-17 01:00 | DK1 | 0.00125 | 1142.0834 | 472.9167 | 1615.0013 | 1615
2023-01-17 02:00 | DK1 | 0 | 992.4167 | 471.7083 | 1464.125 | 1464.125
2023-01-17 03:00 | DK1 | 0 | 937.1667 | 375.4583 | 1312.625 | 1312.625
2023-01-17 04:00 | DK1 | 0 | 876.125 | 554.5 | 1430.625 | 1430.625
2023-01-17 05:00 | DK1 | 0.013333 | 775.5417 | 771.0417 | 1546.5967 | 1546.5834
2023-01-17 06:00 | DK1 | 0.0275 | 600.2083 | 1093.875 | 1694.1108 | 1694.0833
2023-01-17 07:00 | DK1 | 0.042917 | 600.125 | 1155.7084 | 1755.8763 | 1755.8334
2023-01-17 08:00 | DK1 | 0.40958 | 852.8333 | 1129.5416 | 1982.7845 | 1982.3749
2023-01-17 09:00 | DK1 | 21.8163 | 1009.0417 | 1067.4584 | 2098.3163 | 2076.5001
2023-01-17 10:00 | DK1 | 33.5683 | 1085.2084 | 1095.8334 | 2214.6101 | 2181.0417
2023-01-17 11:00 | DK1 | 54.5013 | 1023.25 | 1040.4584 | 2118.2096 | 2063.7084
2023-01-17 12:00 | DK1 | 60.2713 | 1055.2084 | 1006.5833 | 2122.0629 | 2061.7917
2023-01-17 13:00 | DK1 | 80.8596 | 968.875 | 813.625 | 1863.3596 | 1782.5
2023-01-17 14:00 | DK1 | 85.8471 | 1121.5834 | 533.3333 | 1740.7638 | 1654.9167
2023-01-17 15:00 | DK1 | 29.8629 | 1037.0834 | 400.625 | 1467.5713 | 1437.7084
2023-01-17 16:00 | DK1 | 9.5342 | 1086.4584 | 481.625 | 1577.6175 | 1568.0834
2023-01-17 17:00 | DK1 | 1.6908 | 1206.7916 | 593.0417 | 1801.5241 | 1799.8333
2023-01-17 18:00 | DK1 | 1.495 | 954.4167 | 770.375 | 1726.2867 | 1724.7917
2023-01-17 19:00 | DK1 | 1.2758 | 1037.625 | 764.3333 | 1803.2341 | 1801.9583
2023-01-17 20:00 | DK1 | 1.0613 | 1061.7916 | 325.75 | 1388.6029 | 1387.5416
2023-01-17 21:00 | DK1 | 0.855 | 1145.625 | 331.7083 | 1478.1883 | 1477.3333
2023-01-17 22:00 | DK1 | 0.645 | 1252.2084 | 509.3333 | 1762.1867 | 1761.5417
2023-01-17 23:00 | DK1 | 0.43875 | 1277.9166 | 643.2083 | 1921.5637 | 1921.1249
2023-01-18 | DK1 | 0.2325 | 1501.25 | 904.5 | 2405.9825 | 2405.75
2023-01-18 01:00 | DK1 | 0.024583 | 1406.625 | 636.625 | 2043.2746 | 2043.25
2023-01-18 02:00 | DK1 | 0 | 1649.1666 | 913.3333 | 2562.4999 | 2562.4999
2023-01-18 03:00 | DK1 | 0 | 1540.2916 | 1002.2917 | 2542.5833 | 2542.5833
2023-01-18 04:00 | DK1 | 0.000417 | 1609.875 | 964.25 | 2574.1254 | 2574.125
2023-01-18 05:00 | DK1 | 0.01375 | 1725.0834 | 974.8333 | 2699.9304 | 2699.9167
2023-01-18 06:00 | DK1 | 0.0275 | 1503.1666 | 782.2083 | 2285.4024 | 2285.3749
2023-01-18 07:00 | DK1 | 0.04375 | 1495.125 | 876.7917 | 2371.9604 | 2371.9167
2023-01-18 08:00 | DK1 | 2.6579 | 1582.5834 | 746.8333 | 2332.0746 | 2329.4167
2023-01-18 09:00 | DK1 | 50.8112 | 1347.25 | 764.4167 | 2162.4779 | 2111.6667
2023-01-18 10:00 | DK1 | 129.7437 | 1095.7084 | 730.9583 | 1956.4104 | 1826.6667
2023-01-18 11:00 | DK1 | 210.8142 | 1134.9584 | 787.4583 | 2133.2308 | 1922.4167
2023-01-18 12:00 | DK1 | 271.5808 | 1070.25 | 968.7917 | 2310.6225 | 2039.0417
2023-01-18 13:00 | DK1 | 216.045 | 938.9167 | 916.75 | 2071.7117 | 1855.6667
2023-01-18 14:00 | DK1 | 174.325 | 743.625 | 902.4167 | 1820.3667 | 1646.0417
2023-01-18 15:00 | DK1 | 54.8354 | 594.75 | 808.25 | 1457.8354 | 1403
2023-01-18 16:00 | DK1 | 7.7017 | 689.625 | 492.7083 | 1190.035 | 1182.3333
2023-01-18 17:00 | DK1 | 0.13292 | 747.5833 | 678.0417 | 1425.7579 | 1425.625
2023-01-18 18:00 | DK1 | 0.12417 | 809.8333 | 823.4167 | 1633.3742 | 1633.25
2023-01-18 19:00 | DK1 | 0.10125 | 929.375 | 866.7083 | 1796.1846 | 1796.0833
2023-01-18 20:00 | DK1 | 0.42375 | 948.9167 | 831.2917 | 1780.6321 | 1780.2084
2023-01-18 21:00 | DK1 | 0.062917 | 969.1667 | 836.0833 | 1805.3129 | 1805.25
2023-01-18 22:00 | DK1 | 0.04625 | 901 | 912.125 | 1813.1713 | 1813.125
2023-01-18 23:00 | DK1 | 0.39917 | 773.5833 | 915.7083 | 1689.6908 | 1689.2916
2023-01-19 | DK1 | 0.2125 | 879.4167 | 833.1667 | 1712.7959 | 1712.5834
2023-01-19 01:00 | DK1 | 0.02375 | 913.5417 | 747.9167 | 1661.4821 | 1661.4584
2023-01-19 02:00 | DK1 | 0 | 927.7917 | 731.375 | 1659.1667 | 1659.1667
2023-01-19 03:00 | DK1 | 0 | 929.9167 | 829.625 | 1759.5417 | 1759.5417
2023-01-19 04:00 | DK1 | 0.000417 | 860.1667 | 866.5833 | 1726.7504 | 1726.75
2023-01-19 05:00 | DK1 | 0.01375 | 810.0417 | 711.25 | 1521.3054 | 1521.2917
2023-01-19 06:00 | DK1 | 0.028333 | 740.4167 | 648.5833 | 1389.0283 | 1389
2023-01-19 07:00 | DK1 | 0.04375 | 711.0833 | 675.1667 | 1386.2938 | 1386.25
2023-01-19 08:00 | DK1 | 1.3662 | 806.9167 | 640.9583 | 1449.2413 | 1447.875
2023-01-19 09:00 | DK1 | 24.595 | 705.5 | 482.4583 | 1212.5533 | 1187.9583
2023-01-19 10:00 | DK1 | 32.97 | 545.6667 | 412.7083 | 991.345 | 958.375
2023-01-19 11:00 | DK1 | 69.795 | 446.125 | 404.9167 | 920.8367 | 851.0417
2023-01-19 12:00 | DK1 | 101.5488 | 356.9583 | 357.5 | 816.0071 | 714.4583
2023-01-19 13:00 | DK1 | 133.9625 | 254.4167 | 337.1667 | 725.5458 | 591.5833
2023-01-19 14:00 | DK1 | 85.8717 | 190.5417 | 104.4583 | 380.8717 | 295
2023-01-19 15:00 | DK1 | 27.9721 | 140.8333 | 6.7917 | 175.5971 | 147.625
2023-01-19 16:00 | DK1 | 2.9496 | 100.0417 | 1.625 | 104.6162 | 101.6667
2023-01-19 17:00 | DK1 | 0.115 | 86.0833 | 8.375 | 94.5733 | 94.4583
2023-01-19 18:00 | DK1 | 0.12125 | 94.9583 | 44.3333 | 139.4129 | 139.2917
2023-01-19 19:00 | DK1 | 0.10125 | 85.2083 | 47.125 | 132.4346 | 132.3333
2023-01-19 20:00 | DK1 | 0.07625 | 62.4167 | 65.2917 | 127.7846 | 127.7083
2023-01-19 21:00 | DK1 | 0.062917 | 38.8333 | 218 | 256.8962 | 256.8333
2023-01-19 22:00 | DK1 | 0.04625 | 41.0417 | 72.75 | 113.8379 | 113.7917
2023-01-19 23:00 | DK1 | 0.03375 | 23.625 | 26.875 | 50.5337 | 50.5
2023-01-20 | DK1 | 0.01625 | 24 | 66.6667 | 90.6829 | 90.6667
2023-01-20 01:00 | DK1 | 0.000417 | 21.9167 | 44.125 | 66.0421 | 66.0417
2023-01-20 02:00 | DK1 | 0 | 33.2083 | 30.4167 | 63.625 | 63.625
2023-01-20 03:00 | DK1 | 0 | 27.2083 | 16 | 43.2083 | 43.2083
2023-01-20 04:00 | DK1 | 0.000417 | 27.375 | 11.8333 | 39.2087 | 39.2083
2023-01-20 05:00 | DK1 | 0.01375 | 32.25 | 15.9167 | 48.1804 | 48.1667
2023-01-20 06:00 | DK1 | 0.029167 | 33.4167 | 48.5 | 81.9458 | 81.9167
2023-01-20 07:00 | DK1 | 0.04375 | 55.25 | 22.9583 | 78.2521 | 78.2083
2023-01-20 08:00 | DK1 | 3.5633 | 84.0833 | 8.75 | 96.3967 | 92.8333
2023-01-20 09:00 | DK1 | 58.5458 | 98.5417 | 5.9167 | 163.0042 | 104.4583
2023-01-20 10:00 | DK1 | 92.2529 | 94.8333 | 28.0833 | 215.1696 | 122.9167
2023-01-20 11:00 | DK1 | 139.0017 | 122.6667 | 45.7917 | 307.46 | 168.4583
2023-01-20 12:00 | DK1 | 246.5275 | 169 | 29.3333 | 444.8608 | 198.3333
2023-01-20 13:00 | DK1 | 260.9413 | 188.5 | 53.9583 | 503.3996 | 242.4583
2023-01-20 14:00 | DK1 | 172.4367 | 184.9167 | 76.7917 | 434.145 | 261.7083
2023-01-20 15:00 | DK1 | 57.4258 | 207.875 | 61.1667 | 326.4675 | 269.0417
2023-01-20 16:00 | DK1 | 10.0692 | 289.7917 | 122.2917 | 422.1525 | 412.0833
2023-01-20 17:00 | DK1 | 0.40542 | 346.9583 | 184.9583 | 532.3221 | 531.9167
2023-01-20 18:00 | DK1 | 0.11542 | 351.3333 | 163.375 | 514.8238 | 514.7083
2023-01-20 19:00 | DK1 | 0.089583 | 403.7083 | 176.625 | 580.4229 | 580.3333
2023-01-20 20:00 | DK1 | 0.069167 | 416.4167 | 155.75 | 572.2358 | 572.1667
2023-01-20 21:00 | DK1 | 0.055833 | 360.2083 | 188.375 | 548.6392 | 548.5833
2023-01-20 22:00 | DK1 | 0.0425 | 352.7917 | 176.2083 | 529.0425 | 529
2023-01-20 23:00 | DK1 | 0.026667 | 349.4583 | 210.2083 | 559.6933 | 559.6667
2023-01-21 | DK1 | 0.01625 | 377.75 | 194.625 | 572.3913 | 572.375
2023-01-21 01:00 | DK1 | 0.002083 | 395.2083 | 257.2083 | 652.4188 | 652.4167
2023-01-21 02:00 | DK1 | 0 | 403.6667 | 244 | 647.6667 | 647.6667
2023-01-21 03:00 | DK1 | 0 | 424.625 | 228.4583 | 653.0833 | 653.0833
2023-01-21 04:00 | DK1 | 0.000417 | 424.875 | 234 | 658.8754 | 658.875
2023-01-21 05:00 | DK1 | 0.01375 | 433.875 | 288.0833 | 721.9721 | 721.9583
2023-01-21 06:00 | DK1 | 0.029167 | 464 | 251.375 | 715.4042 | 715.375
2023-01-21 07:00 | DK1 | 0.044583 | 437.4167 | 228.875 | 666.3362 | 666.2917
2023-01-21 08:00 | DK1 | 4.2279 | 461.375 | 162.0833 | 627.6862 | 623.4583
2023-01-21 09:00 | DK1 | 69.2154 | 378.5833 | 143.75 | 591.5488 | 522.3333
2023-01-21 10:00 | DK1 | 161.8596 | 266.4583 | 144.3333 | 572.6513 | 410.7917
2023-01-21 11:00 | DK1 | 284.6942 | 202.5417 | 125.25 | 612.4858 | 327.7917
2023-01-21 12:00 | DK1 | 359.4862 | 140.4583 | 157.9583 | 657.9029 | 298.4167
2023-01-21 13:00 | DK1 | 337.465 | 117.5 | 102.9583 | 557.9233 | 220.4583
2023-01-21 14:00 | DK1 | 241.6788 | 100.7917 | 100.9583 | 443.4288 | 201.75
2023-01-21 15:00 | DK1 | 72.1879 | 95.25 | 61.7917 | 229.2296 | 157.0417
2023-01-21 16:00 | DK1 | 12.4479 | 146.5417 | 87.3333 | 246.3229 | 233.875
2023-01-21 17:00 | DK1 | 0.40333 | 218.875 | 156.75 | 376.0283 | 375.625
2023-01-21 18:00 | DK1 | 0.12042 | 229.625 | 152.5 | 382.2454 | 382.125
2023-01-21 19:00 | DK1 | 0.092917 | 319.2917 | 130.9583 | 450.3429 | 450.25
2023-01-21 20:00 | DK1 | 0.070417 | 322.75 | 164.4583 | 487.2787 | 487.2083
2023-01-21 21:00 | DK1 | 0.055833 | 335.375 | 100.125 | 435.5558 | 435.5
2023-01-21 22:00 | DK1 | 0.0425 | 360.2917 | 119.1667 | 479.5008 | 479.4583
2023-01-21 23:00 | DK1 | 0.029583 | 398.375 | 138.6667 | 537.0713 | 537.0417
2023-01-22 | DK1 | 0.015 | 378.5417 | 212.2917 | 590.8483 | 590.8333
2023-01-22 01:00 | DK1 | 0.00125 | 313.9583 | 156.625 | 470.5846 | 470.5833
2023-01-22 02:00 | DK1 | 0 | 300.75 | 102.0417 | 402.7917 | 402.7917
2023-01-22 03:00 | DK1 | 0 | 288.5833 | 112.875 | 401.4583 | 401.4583
2023-01-22 04:00 | DK1 | 0.000417 | 322.4167 | 126.2083 | 448.6254 | 448.625
2023-01-22 05:00 | DK1 | 0.01375 | 335.75 | 117.1667 | 452.9304 | 452.9167
2023-01-22 06:00 | DK1 | 0.029167 | 282.375 | 91.6667 | 374.0708 | 374.0417
2023-01-22 07:00 | DK1 | 0.044583 | 273.2917 | 72.2917 | 345.6279 | 345.5833
2023-01-22 08:00 | DK1 | 4.9633 | 275.7083 | 85.9583 | 366.63 | 361.6667
2023-01-22 09:00 | DK1 | 68.2008 | 255.0833 | 79.4583 | 402.7425 | 334.5417
2023-01-22 10:00 | DK1 | 74.4354 | 251.6667 | 57.1667 | 383.2688 | 308.8333
2023-01-22 11:00 | DK1 | 109.4458 | 217.9583 | 48.75 | 376.1542 | 266.7083
2023-01-22 12:00 | DK1 | 126.9413 | 152.0833 | 30 | 309.0246 | 182.0833
2023-01-22 13:00 | DK1 | 120.6083 | 93.375 | 36.2083 | 250.1917 | 129.5833
2023-01-22 14:00 | DK1 | 96.6054 | 70.1667 | 51.9583 | 218.7304 | 122.125
2023-01-22 15:00 | DK1 | 32.3396 | 73.25 | 35.1667 | 140.7563 | 108.4167
2023-01-22 16:00 | DK1 | 1.5088 | 102.0417 | 51.7917 | 155.3421 | 153.8333
2023-01-22 17:00 | DK1 | 0.17125 | 72.2083 | 38.375 | 110.7546 | 110.5833
2023-01-22 18:00 | DK1 | 0.13542 | 55.75 | 25.4583 | 81.3438 | 81.2083
2023-01-22 19:00 | DK1 | 0.115 | 59 | 39.875 | 98.99 | 98.875
2023-01-22 20:00 | DK1 | 0.082083 | 67.25 | 30.2083 | 97.5404 | 97.4583
2023-01-22 21:00 | DK1 | 0.07 | 54.4583 | 23.5 | 78.0283 | 77.9583
2023-01-22 22:00 | DK1 | 0.055 | 51.1667 | 55.25 | 106.4717 | 106.4167
2023-01-22 23:00 | DK1 | 0.034583 | 71.7083 | 38.7917 | 110.5346 | 110.5
2023-01-23 | DK1 | 0.01875 | 92.75 | 98.0417 | 190.8104 | 190.7917
2023-01-23 01:00 | DK1 | 0 | 84.875 | 49.9167 | 134.7917 | 134.7917
2023-01-23 02:00 | DK1 | 0 | 61.5833 | 13.4167 | 75 | 75
2023-01-23 03:00 | DK1 | 0 | 52.7917 | 8.6667 | 61.4583 | 61.4583
2023-01-23 04:00 | DK1 | 0 | 44.6667 | 22.75 | 67.4167 | 67.4167
2023-01-23 05:00 | DK1 | 0.013333 | 53.875 | 37.2083 | 91.0967 | 91.0833
2023-01-23 06:00 | DK1 | 0.029167 | 41.4583 | 38.0417 | 79.5292 | 79.5
2023-01-23 07:00 | DK1 | 0.044583 | 22.4583 | 19.8333 | 42.3363 | 42.2917
2023-01-23 08:00 | DK1 | 3.6338 | 41.625 | 1.7917 | 47.0504 | 43.4167
2023-01-23 09:00 | DK1 | 53.9492 | 43 | 5.5833 | 102.5325 | 48.5833
2023-01-23 10:00 | DK1 | 90.7196 | 48.375 | 6.8333 | 145.9279 | 55.2083
2023-01-23 11:00 | DK1 | 149.6329 | 45.4583 | 4.5 | 199.5913 | 49.9583
2023-01-23 12:00 | DK1 | 205.8592 | 45.1667 | 5.75 | 256.7758 | 50.9167
2023-01-23 13:00 | DK1 | 235.1954 | 76.8333 | 20.625 | 332.6538 | 97.4583
2023-01-23 14:00 | DK1 | 167.2604 | 42.125 | 35.375 | 244.7604 | 77.5
2023-01-23 15:00 | DK1 | 53.7513 | 18.0417 | 31.9167 | 103.7096 | 49.9583
2023-01-23 16:00 | DK1 | 12.0446 | 24.375 | 16.875 | 53.2946 | 41.25
2023-01-23 17:00 | DK1 | 0.56417 | 56.0417 | 43.9583 | 100.5642 | 100
2023-01-23 18:00 | DK1 | 0.22333 | 69.7083 | 36.6667 | 106.5983 | 106.375
2023-01-23 19:00 | DK1 | 0.18542 | 160.5833 | 50.25 | 211.0187 | 210.8333
2023-01-23 20:00 | DK1 | 0.15042 | 225.7083 | 60.8333 | 286.6921 | 286.5417
2023-01-23 21:00 | DK1 | 0.11958 | 387.9167 | 59.625 | 447.6612 | 447.5417
2023-01-23 22:00 | DK1 | 0.08875 | 488.625 | 94.5833 | 583.2971 | 583.2083
2023-01-23 23:00 | DK1 | 0.0625 | 576.3333 | 112.2083 | 688.6041 | 688.5416
2023-01-24 | DK1 | 0.0325 | 673.2083 | 173.875 | 847.1158 | 847.0833
2023-01-24 01:00 | DK1 | 0.002917 | 696.4167 | 202.2917 | 898.7113 | 898.7084
2023-01-24 02:00 | DK1 | 0 | 757.75 | 190 | 947.75 | 947.75
2023-01-24 03:00 | DK1 | 0 | 866.875 | 218.5417 | 1085.4167 | 1085.4167
2023-01-24 04:00 | DK1 | 0 | 755.2083 | 234.2917 | 989.5 | 989.5
2023-01-24 05:00 | DK1 | 0.013333 | 752.1667 | 267.9583 | 1020.1384 | 1020.125
2023-01-24 06:00 | DK1 | 0.029167 | 754.7083 | 312.4583 | 1067.1958 | 1067.1667
2023-01-24 07:00 | DK1 | 0.044583 | 921.75 | 298.5417 | 1220.3362 | 1220.2917
2023-01-24 08:00 | DK1 | 4.6579 | 1138.7084 | 324.25 | 1467.6163 | 1462.9584
2023-01-24 09:00 | DK1 | 70.1413 | 1003.8333 | 353.9167 | 1427.8912 | 1357.75
2023-01-24 10:00 | DK1 | 171.6971 | 892.9583 | 411.0833 | 1475.7387 | 1304.0417
2023-01-24 11:00 | DK1 | 241.2192 | 869.375 | 440.625 | 1551.2192 | 1310
2023-01-24 12:00 | DK1 | 259.2546 | 785.5417 | 369.0417 | 1413.8379 | 1154.5833
2023-01-24 13:00 | DK1 | 219.2433 | 863.875 | 387.2917 | 1470.41 | 1251.1667
2023-01-24 14:00 | DK1 | 170.1321 | 871.125 | 395.5417 | 1436.7987 | 1266.6667
2023-01-24 15:00 | DK1 | 74.6179 | 948 | 364.7917 | 1387.4096 | 1312.7917
2023-01-24 16:00 | DK1 | 3.9633 | 1119.375 | 444.125 | 1567.4633 | 1563.5
2023-01-24 17:00 | DK1 | 0.4125 | 1048.0834 | 610.5833 | 1659.0792 | 1658.6667
2023-01-24 18:00 | DK1 | 0.18958 | 1004.75 | 625.8333 | 1630.7729 | 1630.5833
2023-01-24 19:00 | DK1 | 0.15458 | 1159.125 | 605.5417 | 1764.8213 | 1764.6667
2023-01-24 20:00 | DK1 | 0.11958 | 1252.6666 | 559.2917 | 1812.0779 | 1811.9583
2023-01-24 21:00 | DK1 | 0.095833 | 1338.125 | 588.1667 | 1926.3875 | 1926.2917
2023-01-24 22:00 | DK1 | 0.07125 | 1278.0416 | 516.0833 | 1794.1962 | 1794.1249
2023-01-24 23:00 | DK1 | 0.050417 | 1299.5416 | 645.5 | 1945.092 | 1945.0416
2023-01-25 | DK1 | 0.026667 | 1449.6666 | 694.5 | 2144.1933 | 2144.1666
2023-01-25 01:00 | DK1 | 0.00375 | 1515.5416 | 847.75 | 2363.2954 | 2363.2916
2023-01-25 02:00 | DK1 | 0 | 1597.5416 | 838.125 | 2435.6666 | 2435.6666
2023-01-25 03:00 | DK1 | 0 | 1626.9166 | 771.75 | 2398.6666 | 2398.6666
2023-01-25 04:00 | DK1 | 0 | 1647.7084 | 757.5417 | 2405.2501 | 2405.2501
2023-01-25 05:00 | DK1 | 0.013333 | 1728.2916 | 789.7083 | 2518.0133 | 2517.9999
2023-01-25 06:00 | DK1 | 0.029167 | 1642.9166 | 731.3333 | 2374.2791 | 2374.2499
2023-01-25 07:00 | DK1 | 0.044583 | 1763.9584 | 827.5 | 2591.503 | 2591.4584
2023-01-25 08:00 | DK1 | 2.2504 | 2082 | 862.9583 | 2947.2087 | 2944.9583
2023-01-25 09:00 | DK1 | 19.9242 | 2050.1667 | 822.625 | 2892.7159 | 2872.7917
2023-01-25 10:00 | DK1 | 32.7342 | 1959.7084 | 943.3333 | 2935.7759 | 2903.0417
2023-01-25 11:00 | DK1 | 34.9304 | 2100.875 | 994.0417 | 3129.8471 | 3094.9167
2023-01-25 12:00 | DK1 | 54.5071 | 2151.7083 | 951.9583 | 3158.1736 | 3103.6666
2023-01-25 13:00 | DK1 | 57.8833 | 2146.25 | 978 | 3182.1333 | 3124.25
2023-01-25 14:00 | DK1 | 33.8717 | 2058.7083 | 1004.7083 | 3097.2882 | 3063.4166
2023-01-25 15:00 | DK1 | 14.2442 | 1837.9584 | 900.625 | 2752.8275 | 2738.5834
2023-01-25 16:00 | DK1 | 0.84 | 1676 | 889.2917 | 2566.1317 | 2565.2917
2023-01-25 17:00 | DK1 | 0.19833 | 1471.75 | 833.9167 | 2305.865 | 2305.6667
2023-01-25 18:00 | DK1 | 0.18833 | 1284.4584 | 842.5 | 2127.1467 | 2126.9584
2023-01-25 19:00 | DK1 | 0.15208 | 1181.875 | 772.2083 | 1954.2354 | 1954.0833
2023-01-25 20:00 | DK1 | 0.11667 | 866.5833 | 689.9167 | 1556.6167 | 1556.5
2023-01-25 21:00 | DK1 | 0.094167 | 732.7917 | 496.625 | 1229.5109 | 1229.4167
2023-01-25 22:00 | DK1 | 0.07125 | 630.7917 | 406.8333 | 1037.6963 | 1037.625
2023-01-25 23:00 | DK1 | 0.05 | 600.4583 | 478.1667 | 1078.675 | 1078.625
2023-01-26 | DK1 | 0.026667 | 654.7917 | 418.5 | 1073.3184 | 1073.2917
2023-01-26 01:00 | DK1 | 0.002917 | 719.75 | 493.125 | 1212.8779 | 1212.875
2023-01-26 02:00 | DK1 | 0 | 781.8333 | 546.9583 | 1328.7916 | 1328.7916
2023-01-26 03:00 | DK1 | 0 | 878.7083 | 462.5833 | 1341.2917 | 1341.2917
2023-01-26 04:00 | DK1 | 0 | 910.875 | 561.0833 | 1471.9583 | 1471.9583
2023-01-26 05:00 | DK1 | 0.013333 | 879.4583 | 513.4583 | 1392.93 | 1392.9166
2023-01-26 06:00 | DK1 | 0.029167 | 883.5417 | 678.5 | 1562.0709 | 1562.0417
2023-01-26 07:00 | DK1 | 0.044583 | 736.25 | 672.625 | 1408.9196 | 1408.875
2023-01-26 08:00 | DK1 | 7.2058 | 848.5417 | 633.125 | 1488.8725 | 1481.6667
2023-01-26 09:00 | DK1 | 90.925 | 791.9583 | 624.75 | 1507.6333 | 1416.7083
2023-01-26 10:00 | DK1 | 224.4171 | 740 | 566.5833 | 1531.0004 | 1306.5833
2023-01-26 11:00 | DK1 | 365.3258 | 714 | 616.5833 | 1695.9091 | 1330.5833
2023-01-26 12:00 | DK1 | 439.1175 | 837.75 | 726.5833 | 2003.4508 | 1564.3333
2023-01-26 13:00 | DK1 | 399.0237 | 1043.3334 | 678.9167 | 2121.2738 | 1722.2501
2023-01-26 14:00 | DK1 | 300.4025 | 1146.3334 | 663.4583 | 2110.1942 | 1809.7917
2023-01-26 15:00 | DK1 | 136.5158 | 1048.5416 | 781.9583 | 1967.0158 | 1830.4999
2023-01-26 16:00 | DK1 | 18.6196 | 1113.9584 | 808.7917 | 1941.3696 | 1922.7501
2023-01-26 17:00 | DK1 | 1.47 | 1112.625 | 878.9583 | 1993.0533 | 1991.5833
2023-01-26 18:00 | DK1 | 0.1075 | 1077.6666 | 695.5 | 1773.2741 | 1773.1666
2023-01-26 19:00 | DK1 | 0.087083 | 1030.625 | 806.3333 | 1837.0454 | 1836.9583
2023-01-26 20:00 | DK1 | 0.062083 | 1124 | 475.1667 | 1599.2287 | 1599.1667
2023-01-26 21:00 | DK1 | 0.0525 | 1224.3334 | 820.5833 | 2044.9692 | 2044.9167
2023-01-26 22:00 | DK1 | 0.0375 | 1187.125 | 780.5833 | 1967.7458 | 1967.7083
2023-01-26 23:00 | DK1 | 0.025833 | 1037.5416 | 745.125 | 1782.6925 | 1782.6666
2023-01-27 | DK1 | 0.014167 | 865.7917 | 634.7083 | 1500.5142 | 1500.5
2023-01-27 01:00 | DK1 | 0.027917 | 742.8333 | 614.6667 | 1357.5279 | 1357.5
2023-01-27 02:00 | DK1 | 0 | 723 | 580.5 | 1303.5 | 1303.5
2023-01-27 03:00 | DK1 | 0 | 616.6667 | 483.75 | 1100.4167 | 1100.4167
2023-01-27 04:00 | DK1 | 0 | 534 | 429.4583 | 963.4583 | 963.4583
2023-01-27 05:00 | DK1 | 0.013333 | 444.125 | 393.6667 | 837.805 | 837.7917
2023-01-27 06:00 | DK1 | 0.029167 | 359.0417 | 230.7083 | 589.7792 | 589.75
2023-01-27 07:00 | DK1 | 0.045417 | 301.5417 | 189.5833 | 491.1704 | 491.125
2023-01-27 08:00 | DK1 | 11.13 | 250.125 | 167.2917 | 428.5467 | 417.4167
2023-01-27 09:00 | DK1 | 125.3925 | 182.4583 | 94.2083 | 402.0592 | 276.6667
2023-01-27 10:00 | DK1 | 205.2162 | 129.25 | 93.6667 | 428.1329 | 222.9167
2023-01-27 11:00 | DK1 | 380.2338 | 53.25 | 33.5 | 466.9838 | 86.75
2023-01-27 12:00 | DK1 | 454.1258 | 30.0417 | 6.5417 | 490.7092 | 36.5833
2023-01-27 13:00 | DK1 | 443.6379 | 10.875 | 2.4167 | 456.9296 | 13.2917
2023-01-27 14:00 | DK1 | 302.0571 | 17.2917 | 0 | 319.3488 | 17.2917
2023-01-27 15:00 | DK1 | 150.1567 | 6.75 | 0 | 156.9067 | 6.75
2023-01-27 16:00 | DK1 | 23.2092 | 27.5417 | 0 | 50.7508 | 27.5417
2023-01-27 17:00 | DK1 | 1.7617 | 63.4583 | 0 | 65.22 | 63.4583
2023-01-27 18:00 | DK1 | 0.12167 | 128.9583 | 1.2917 | 130.3717 | 130.25
2023-01-27 19:00 | DK1 | 0.093333 | 254.375 | 3.3333 | 257.8017 | 257.7083
2023-01-27 20:00 | DK1 | 0.070417 | 385.0417 | 25.5833 | 410.6954 | 410.625
2023-01-27 21:00 | DK1 | 0.055 | 469.375 | 43.125 | 512.555 | 512.5
2023-01-27 22:00 | DK1 | 0.041667 | 512.875 | 56.375 | 569.2917 | 569.25
2023-01-27 23:00 | DK1 | 0.02875 | 552.6667 | 70.625 | 623.3204 | 623.2917
2023-01-28 | DK1 | 0.01625 | 672.9583 | 102.3333 | 775.3079 | 775.2916
2023-01-28 01:00 | DK1 | 0 | 677.6667 | 133.75 | 811.4167 | 811.4167
2023-01-28 02:00 | DK1 | 0 | 749.0417 | 179.3333 | 928.375 | 928.375
2023-01-28 03:00 | DK1 | 0 | 802.7917 | 239.7917 | 1042.5834 | 1042.5834
2023-01-28 04:00 | DK1 | 0 | 924.0417 | 296.875 | 1220.9167 | 1220.9167
2023-01-28 05:00 | DK1 | 0.013333 | 944.25 | 357.4583 | 1301.7217 | 1301.7083
2023-01-28 06:00 | DK1 | 0.029167 | 867 | 492.5417 | 1359.5708 | 1359.5417
2023-01-28 07:00 | DK1 | 0.044583 | 957.625 | 583.1667 | 1540.8363 | 1540.7917
2023-01-28 08:00 | DK1 | 4.39 | 1170.25 | 659.625 | 1834.265 | 1829.875
2023-01-28 09:00 | DK1 | 44.4546 | 1144.5416 | 636.7083 | 1825.7045 | 1781.2499
2023-01-28 10:00 | DK1 | 88.5804 | 1136.5 | 692.2917 | 1917.3721 | 1828.7917
2023-01-28 11:00 | DK1 | 113.6988 | 1277.9166 | 734.0417 | 2125.6571 | 2011.9583
2023-01-28 12:00 | DK1 | 177.0321 | 1286.0834 | 733.375 | 2196.4905 | 2019.4584
2023-01-28 13:00 | DK1 | 170.75 | 1341.0416 | 745.75 | 2257.5416 | 2086.7916
2023-01-28 14:00 | DK1 | 151.9312 | 1287.375 | 769.2083 | 2208.5146 | 2056.5833
2023-01-28 15:00 | DK1 | 74.8858 | 1258.3334 | 503.625 | 1836.8442 | 1761.9584
2023-01-28 16:00 | DK1 | 13.2363 | 1200.25 | 500.375 | 1713.8612 | 1700.625
2023-01-28 17:00 | DK1 | 1.2837 | 1295.8334 | 582.8333 | 1879.9504 | 1878.6667
2023-01-28 18:00 | DK1 | 0.0975 | 1135.0834 | 638.125 | 1773.3059 | 1773.2084
2023-01-28 19:00 | DK1 | 0.07125 | 1285.75 | 585.0417 | 1870.8629 | 1870.7917
2023-01-28 20:00 | DK1 | 0.049167 | 1309.2084 | 534.0833 | 1843.3409 | 1843.2917
2023-01-28 21:00 | DK1 | 0.0375 | 1335.3334 | 600.5833 | 1935.9542 | 1935.9167
2023-01-28 22:00 | DK1 | 0.03 | 1481.7916 | 590.625 | 2072.4466 | 2072.4166
2023-01-28 23:00 | DK1 | 0.02125 | 1452.7916 | 728.1667 | 2180.9796 | 2180.9583
2023-01-29 | DK1 | 0.010833 | 1276.125 | 709.875 | 1986.0108 | 1986
2023-01-29 01:00 | DK1 | 0.02125 | 1217.875 | 739.7083 | 1957.6046 | 1957.5833
2023-01-29 02:00 | DK1 | 0 | 1196.0416 | 710.2083 | 1906.2499 | 1906.2499
2023-01-29 03:00 | DK1 | 0 | 1543.0416 | 312.25 | 1855.2916 | 1855.2916
2023-01-29 04:00 | DK1 | 0 | 1157.625 | 409.7917 | 1567.4167 | 1567.4167
2023-01-29 05:00 | DK1 | 0.013333 | 1254.2084 | 534.1667 | 1788.3884 | 1788.3751
2023-01-29 06:00 | DK1 | 0.029167 | 1023.3333 | 526.4167 | 1549.7792 | 1549.75
2023-01-29 07:00 | DK1 | 0.047083 | 1175.3334 | 566.7083 | 1742.0888 | 1742.0417
2023-01-29 08:00 | DK1 | 6.3783 | 1239.9584 | 486.625 | 1732.9617 | 1726.5834
2023-01-29 09:00 | DK1 | 56.47 | 1212.9166 | 318.3333 | 1587.72 | 1531.25
2023-01-29 10:00 | DK1 | 103.8783 | 1618.375 | 364.1667 | 2086.42 | 1982.5417
2023-01-29 11:00 | DK1 | 174.1146 | 1747.5416 | 412.9583 | 2334.6145 | 2160.5
2023-01-29 12:00 | DK1 | 169.8763 | 2283.1667 | 605.0417 | 3058.0847 | 2888.2084
2023-01-29 13:00 | DK1 | 132.3183 | 2447.5833 | 591.3333 | 3171.2349 | 3038.9166
2023-01-29 14:00 | DK1 | 78.1542 | 2581.9167 | 816.7917 | 3476.8626 | 3398.7084
2023-01-29 15:00 | DK1 | 31.4433 | 2533.2083 | 866.8333 | 3431.4849 | 3400.0416
2023-01-29 16:00 | DK1 | 4.8379 | 2663.5417 | 945.7917 | 3614.1714 | 3609.3334
2023-01-29 17:00 | DK1 | 0.95417 | 2663.2083 | 1005.0417 | 3669.2041 | 3668.2499
2023-01-29 18:00 | DK1 | 0.79792 | 2762.75 | 935 | 3698.5479 | 3697.75
2023-01-29 19:00 | DK1 | 0.065833 | 3161.2083 | 963.0833 | 4124.3574 | 4124.2916
2023-01-29 20:00 | DK1 | 0.045417 | 3123.25 | 1042.1666 | 4165.462 | 4165.4166
2023-01-29 21:00 | DK1 | 0.037083 | 3271.9583 | 1107 | 4378.9953 | 4378.9583
2023-01-29 22:00 | DK1 | 0.028333 | 3241.9583 | 1112.625 | 4354.6116 | 4354.5833
2023-01-29 23:00 | DK1 | 0.017083 | 3194.4167 | 1086.0416 | 4280.4755 | 4280.4584
2023-01-30 | DK1 | 0.009167 | 2938.2083 | 1097.75 | 4035.9674 | 4035.9583
2023-01-30 01:00 | DK1 | 0.000417 | 2865.5 | 1095.5 | 3961.0004 | 3961
2023-01-30 02:00 | DK1 | 0 | 2674.4167 | 1070.5834 | 3745.0001 | 3745.0001
2023-01-30 03:00 | DK1 | 0 | 2745.5833 | 1075.4584 | 3821.0416 | 3821.0416
2023-01-30 04:00 | DK1 | 0 | 2950.6667 | 990.2917 | 3940.9584 | 3940.9584
2023-01-30 05:00 | DK1 | 0.013333 | 3008.8333 | 1067.3334 | 4076.18 | 4076.1666
2023-01-30 06:00 | DK1 | 0.03 | 2713.125 | 1082.2916 | 3795.4466 | 3795.4166
2023-01-30 07:00 | DK1 | 0.0475 | 2923.0833 | 1104.7916 | 4027.9224 | 4027.8749
2023-01-30 08:00 | DK1 | 5.8925 | 3410.4583 | 1090.5416 | 4506.8924 | 4500.9999
2023-01-30 09:00 | DK1 | 67.6917 | 2825.7917 | 1051.125 | 3944.6084 | 3876.9167
2023-01-30 10:00 | DK1 | 146.675 | 2668.9583 | 1119.1666 | 3934.7999 | 3788.1249
2023-01-30 11:00 | DK1 | 353.8775 | 2833.2917 | 1051.7916 | 4238.9609 | 3885.0834
2023-01-30 12:00 | DK1 | 424.6821 | 3030.625 | 1026.375 | 4481.6821 | 4057
2023-01-30 13:00 | DK1 | 402.7204 | 3287.2917 | 1038.5834 | 4728.5956 | 4325.8751
2023-01-30 14:00 | DK1 | 326.2196 | 3363 | 1030 | 4719.2196 | 4393
2023-01-30 15:00 | DK1 | 153.1638 | 3366.5 | 1044.375 | 4564.0388 | 4410.875
2023-01-30 16:00 | DK1 | 24.1917 | 3399.125 | 1069.0834 | 4492.4 | 4468.2084
2023-01-30 17:00 | DK1 | 1.9842 | 3351.25 | 1066.25 | 4419.4842 | 4417.5
2023-01-30 18:00 | DK1 | 0.76417 | 3166.25 | 1067.7916 | 4234.8058 | 4234.0416
2023-01-30 19:00 | DK1 | 0.65333 | 3343.9167 | 1018.8333 | 4363.4034 | 4362.7501
2023-01-30 20:00 | DK1 | 0.53625 | 3284.2917 | 1059.8334 | 4344.6614 | 4344.1251
2023-01-30 21:00 | DK1 | 0.43208 | 3202.7917 | 1067.3334 | 4270.5572 | 4270.1251
2023-01-30 22:00 | DK1 | 0.33083 | 3026.2917 | 1112.7916 | 4139.4142 | 4139.0834
2023-01-30 23:00 | DK1 | 0.017083 | 2800.5417 | 1088.7084 | 3889.2672 | 3889.2501
2023-01-31 | DK1 | 0.12 | 2319.75 | 1095.5834 | 3415.4534 | 3415.3334
2023-01-31 01:00 | DK1 | 0.015833 | 2023.0416 | 1065.8334 | 3088.8908 | 3088.875
2023-01-31 02:00 | DK1 | 0 | 1931.75 | 1032.875 | 2964.625 | 2964.625
2023-01-31 03:00 | DK1 | 0 | 1618.9166 | 878.0833 | 2496.9999 | 2496.9999
2023-01-31 04:00 | DK1 | 0 | 1158.2084 | 854.3333 | 2012.5417 | 2012.5417
2023-01-31 05:00 | DK1 | 0.013333 | 1159.9584 | 808.7083 | 1968.68 | 1968.6667
2023-01-31 06:00 | DK1 | 0.03 | 1101.6666 | 1012.8333 | 2114.5299 | 2114.4999
2023-01-31 07:00 | DK1 | 0.045417 | 990.75 | 945.2083 | 1936.0037 | 1935.9583
2023-01-31 08:00 | DK1 | 2.1617 | 1512.5 | 1037.4166 | 2552.0783 | 2549.9166
2023-01-31 09:00 | DK1 | 15.7604 | 1523.625 | 941.625 | 2481.0104 | 2465.25
2023-01-31 10:00 | DK1 | 46.9433 | 1851.9166 | 913.75 | 2812.61 | 2765.6666
2023-01-31 11:00 | DK1 | 72.54 | 2379.75 | 887.9167 | 3340.2067 | 3267.6667
2023-01-31 12:00 | DK1 | 97.1867 | 2429 | 1009.4167 | 3535.6034 | 3438.4167
2023-01-31 13:00 | DK1 | 114.5971 | 2907.7917 | 1009.25 | 4031.6388 | 3917.0417
2023-01-31 14:00 | DK1 | 101.2804 | 3083 | 972.7083 | 4156.9887 | 4055.7083
2023-01-31 15:00 | DK1 | 38.6458 | 3164.3333 | 1066.6666 | 4269.6457 | 4230.9999
2023-01-31 16:00 | DK1 | 7.5875 | 3145.625 | 1068.4584 | 4221.6709 | 4214.0834
2023-01-31 17:00 | DK1 | 1.0408 | 3316.0417 | 1020.9583 | 4338.0409 | 4337.0001
2023-01-31 18:00 | DK1 | 0.86 | 3109.3333 | 1068.5416 | 4178.7349 | 4177.8749
2023-01-31 19:00 | DK1 | 0.069167 | 3404.5 | 998.5 | 4403.0692 | 4403
2023-01-31 20:00 | DK1 | 0.60208 | 3371.8333 | 1039.4166 | 4411.852 | 4411.2499
2023-01-31 21:00 | DK1 | 0.037083 | 3354.6667 | 1022.4167 | 4377.1205 | 4377.0834
2023-01-31 22:00 | DK1 | 0.365 | 3125.0417 | 1072.0416 | 4197.4484 | 4197.0834
2023-01-31 23:00 | DK1 | 0.25542 | 3324.9167 | 1065.4166 | 4390.5888 | 4390.3334
2023-02-01 | DK1 | 0.01 | 3182.0417 | 1057.625 | 4239.6767 | 4239.6667
2023-02-01 01:00 | DK1 | 0 | 3305.6667 | 1074.125 | 4379.7917 | 4379.7917
2023-02-01 02:00 | DK1 | 0 | 3080.5833 | 1034.6666 | 4115.2499 | 4115.2499
2023-02-01 03:00 | DK1 | 0 | 2820.7083 | 1094.4584 | 3915.1666 | 3915.1666
2023-02-01 04:00 | DK1 | 0 | 2831.4167 | 1052.75 | 3884.1667 | 3884.1667
2023-02-01 05:00 | DK1 | 0.013333 | 2787.25 | 1103.3334 | 3890.5967 | 3890.5834
2023-02-01 06:00 | DK1 | 0.03 | 2443.6667 | 1057.6666 | 3501.3634 | 3501.3334
2023-02-01 07:00 | DK1 | 0.055833 | 2418.2083 | 1091.7084 | 3509.9725 | 3509.9166
2023-02-01 08:00 | DK1 | 9.3387 | 2650 | 1091.4584 | 3750.7971 | 3741.4584
2023-02-01 09:00 | DK1 | 63.4854 | 2551.0417 | 1053.125 | 3667.6522 | 3604.1667
2023-02-01 10:00 | DK1 | 117.6604 | 2383.5 | 1073.9166 | 3575.077 | 3457.4166
2023-02-01 11:00 | DK1 | 224.7083 | 2390.5833 | 1078.5 | 3693.7916 | 3469.0833
2023-02-01 12:00 | DK1 | 208.0554 | 2538.5417 | 1074.2084 | 3820.8055 | 3612.7501
2023-02-01 13:00 | DK1 | 152.8717 | 2813.0417 | 1014.875 | 3980.7884 | 3827.9167
2023-02-01 14:00 | DK1 | 118.5813 | 2945.125 | 970 | 4033.7063 | 3915.125
2023-02-01 15:00 | DK1 | 62.4317 | 3057.625 | 1048.625 | 4168.6817 | 4106.25
2023-02-01 16:00 | DK1 | 10.5833 | 3285.2083 | 1050.9584 | 4346.75 | 4336.1666
2023-02-01 17:00 | DK1 | 1.3296 | 3171.125 | 1066.75 | 4239.2046 | 4237.875
2023-02-01 18:00 | DK1 | 0.68167 | 2661.625 | 984.5417 | 3646.8484 | 3646.1667
2023-02-01 19:00 | DK1 | 0.060833 | 3167.8333 | 889.6667 | 4057.5608 | 4057.4999
2023-02-01 20:00 | DK1 | 0.040417 | 3228.7917 | 785.7917 | 4014.6239 | 4014.5834
2023-02-01 21:00 | DK1 | 0.39667 | 2647.1667 | 960.9167 | 3608.4801 | 3608.0834
2023-02-01 22:00 | DK1 | 0.02375 | 1840.5834 | 1106.5834 | 2947.1905 | 2947.1667
2023-02-01 23:00 | DK1 | 0.015833 | 1336.5 | 1077.375 | 2413.8908 | 2413.875
2023-02-02 | DK1 | 0.00875 | 1218.875 | 1053.6666 | 2272.5504 | 2272.5416
2023-02-02 01:00 | DK1 | 0.000417 | 1180.2916 | 1093.375 | 2273.667 | 2273.6666
2023-02-02 02:00 | DK1 | 0 | 1006.0833 | 1056.9584 | 2063.0417 | 2063.0417
2023-02-02 03:00 | DK1 | 0 | 897.0417 | 1008.6667 | 1905.7084 | 1905.7084
2023-02-02 04:00 | DK1 | 0 | 746.0833 | 971.8333 | 1717.9166 | 1717.9166
2023-02-02 05:00 | DK1 | 0.013333 | 625.8333 | 962.5417 | 1588.3883 | 1588.375
2023-02-02 06:00 | DK1 | 0.03 | 395.6667 | 810.4167 | 1206.1133 | 1206.0833
2023-02-02 07:00 | DK1 | 0.08125 | 333.5833 | 749.2083 | 1082.8729 | 1082.7917
2023-02-02 08:00 | DK1 | 18.4279 | 250.3333 | 582.875 | 851.6362 | 833.2083
2023-02-02 09:00 | DK1 | 136.2737 | 120.5 | 318.9167 | 575.6904 | 439.4167
2023-02-02 10:00 | DK1 | 352.5237 | 60.5 | 304.125 | 717.1487 | 364.625
2023-02-02 11:00 | DK1 | 465.2979 | 49.7917 | 207.5417 | 722.6313 | 257.3333
2023-02-02 12:00 | DK1 | 508.1862 | 34.375 | 63 | 605.5612 | 97.375
2023-02-02 13:00 | DK1 | 457.93 | 25.875 | 39.875 | 523.68 | 65.75
2023-02-02 14:00 | DK1 | 313.8683 | 25.3333 | 30.9167 | 370.1183 | 56.25
2023-02-02 15:00 | DK1 | 121.0246 | 24.7083 | 23.0833 | 168.8162 | 47.7917
2023-02-02 16:00 | DK1 | 15.5463 | 69.875 | 28.0417 | 113.4629 | 97.9167
2023-02-02 17:00 | DK1 | 1.6687 | 158 | 90.3333 | 250.0021 | 248.3333
2023-02-02 18:00 | DK1 | 0.07875 | 390.125 | 185.7083 | 575.9121 | 575.8333
2023-02-02 19:00 | DK1 | 0.059167 | 700.2083 | 443.5 | 1143.7675 | 1143.7083
2023-02-02 20:00 | DK1 | 0.03875 | 934 | 682.875 | 1616.9137 | 1616.875
2023-02-02 21:00 | DK1 | 0.03 | 1261.5 | 891.8333 | 2153.3633 | 2153.3333
2023-02-02 22:00 | DK1 | 0.02375 | 1742.0834 | 874.7917 | 2616.8988 | 2616.8751
2023-02-02 23:00 | DK1 | 0.20542 | 1815.375 | 1002.3333 | 2817.9137 | 2817.7083
2023-02-03 | DK1 | 0.11208 | 1617.6666 | 1056.875 | 2674.6537 | 2674.5416
2023-02-03 01:00 | DK1 | 0.015833 | 1983 | 1037.8334 | 3020.8492 | 3020.8334
2023-02-03 02:00 | DK1 | 0 | 2400.25 | 1059.3334 | 3459.5834 | 3459.5834
2023-02-03 03:00 | DK1 | 0 | 2513 | 1057.75 | 3570.75 | 3570.75
2023-02-03 04:00 | DK1 | 0 | 2770.7083 | 1066.125 | 3836.8333 | 3836.8333
2023-02-03 05:00 | DK1 | 0.013333 | 3003.7917 | 1086.5416 | 4090.3467 | 4090.3334
2023-02-03 06:00 | DK1 | 0.03 | 3058.25 | 1056.3334 | 4114.6134 | 4114.5834
2023-02-03 07:00 | DK1 | 0.06125 | 3229 | 1107.9166 | 4336.9779 | 4336.9166
2023-02-03 08:00 | DK1 | 8.3004 | 3717.125 | 1080.9166 | 4806.342 | 4798.0416
2023-02-03 09:00 | DK1 | 73.0396 | 3430.375 | 1013.25 | 4516.6646 | 4443.625
2023-02-03 10:00 | DK1 | 152.0483 | 3309.9583 | 1072.8334 | 4534.84 | 4382.7916
2023-02-03 11:00 | DK1 | 195.9671 | 3192.375 | 1049.75 | 4438.0921 | 4242.125
2023-02-03 12:00 | DK1 | 159.2596 | 2806.9167 | 1088.375 | 4054.5513 | 3895.2917
2023-02-03 13:00 | DK1 | 104.4142 | 2584.375 | 1069.2916 | 3758.0808 | 3653.6666
2023-02-03 14:00 | DK1 | 99.3442 | 2468.6667 | 1087.5834 | 3655.5943 | 3556.2501
2023-02-03 15:00 | DK1 | 54.7771 | 2300.75 | 1006.75 | 3362.2771 | 3307.5
2023-02-03 16:00 | DK1 | 7.9617 | 2079.25 | 1044.4166 | 3131.6283 | 3123.6666
2023-02-03 17:00 | DK1 | 1.0054 | 1753.3334 | 1056.5834 | 2810.9222 | 2809.9167
2023-02-03 18:00 | DK1 | 0.074583 | 1468.625 | 1020.0833 | 2488.7829 | 2488.7083
2023-02-03 19:00 | DK1 | 0.58375 | 1430.5416 | 1031.4584 | 2462.5837 | 2462
2023-02-03 20:00 | DK1 | 0.48083 | 1064.625 | 949 | 2014.1058 | 2013.625
2023-02-03 21:00 | DK1 | 0.03 | 676.1667 | 818.9583 | 1495.155 | 1495.125
2023-02-03 22:00 | DK1 | 0.02375 | 445.125 | 461.0833 | 906.2321 | 906.2083
2023-02-03 23:00 | DK1 | 0.19875 | 388.4583 | 293.5833 | 682.2404 | 682.0417
2023-02-04 | DK1 | 0.00875 | 332.7917 | 320.2917 | 653.0921 | 653.0833
2023-02-04 01:00 | DK1 | 0 | 413.7917 | 194 | 607.7917 | 607.7917
2023-02-04 02:00 | DK1 | 0 | 338.0833 | 122.7083 | 460.7917 | 460.7917
2023-02-04 03:00 | DK1 | 0 | 235.2917 | 92.5 | 327.7917 | 327.7917
2023-02-04 04:00 | DK1 | 0 | 284.875 | 116.2083 | 401.0833 | 401.0833
2023-02-04 05:00 | DK1 | 0.013333 | 293.5 | 81.3333 | 374.8467 | 374.8333
2023-02-04 06:00 | DK1 | 0.029167 | 274.4167 | 178.375 | 452.8208 | 452.7917
2023-02-04 07:00 | DK1 | 0.11458 | 306.875 | 112 | 418.9896 | 418.875
2023-02-04 08:00 | DK1 | 20.4221 | 355.25 | 82.3333 | 458.0054 | 437.5833
2023-02-04 09:00 | DK1 | 149.0842 | 333.5417 | 147.125 | 629.7508 | 480.6667
2023-02-04 10:00 | DK1 | 329.3921 | 244.5 | 176.375 | 750.2671 | 420.875
2023-02-04 11:00 | DK1 | 406.2037 | 177.0417 | 196.4583 | 779.7037 | 373.5
2023-02-04 12:00 | DK1 | 404.9346 | 162.75 | 221.75 | 789.4346 | 384.5
2023-02-04 13:00 | DK1 | 390.31 | 201.7083 | 202.375 | 794.3933 | 404.0833
2023-02-04 14:00 | DK1 | 318.9392 | 237.0417 | 219.5417 | 775.5225 | 456.5833
2023-02-04 15:00 | DK1 | 158.1433 | 212.375 | 248.7083 | 619.2267 | 461.0833
2023-02-04 16:00 | DK1 | 23.5242 | 221.5833 | 261.75 | 506.8575 | 483.3333
2023-02-04 17:00 | DK1 | 1.8475 | 274.7917 | 308.2083 | 584.8475 | 583
2023-02-04 18:00 | DK1 | 0.082083 | 431 | 333.2917 | 764.3737 | 764.2917
2023-02-04 19:00 | DK1 | 0.0625 | 650.25 | 446.0417 | 1096.3542 | 1096.2917
2023-02-04 20:00 | DK1 | 0.042083 | 795.625 | 554.7083 | 1350.3754 | 1350.3333
2023-02-04 21:00 | DK1 | 0.03375 | 946.3333 | 739.75 | 1686.1171 | 1686.0833
2023-02-04 22:00 | DK1 | 0.0275 | 1133.7084 | 785.7083 | 1919.4442 | 1919.4167
2023-02-04 23:00 | DK1 | 0.015833 | 1222.5416 | 864.125 | 2086.6825 | 2086.6666
2023-02-05 | DK1 | 0.00875 | 1547.5416 | 1016.875 | 2564.4254 | 2564.4166
2023-02-05 01:00 | DK1 | 0 | 1738.6666 | 1088.1666 | 2826.8333 | 2826.8333
2023-02-05 02:00 | DK1 | 0 | 1774.7916 | 1077.875 | 2852.6666 | 2852.6666
2023-02-05 03:00 | DK1 | 0 | 1799.9584 | 1023.5417 | 2823.5001 | 2823.5001
2023-02-05 04:00 | DK1 | 0 | 1729.7084 | 989.7083 | 2719.4167 | 2719.4167
2023-02-05 05:00 | DK1 | 0.013333 | 1561.0834 | 918.75 | 2479.8467 | 2479.8334
2023-02-05 06:00 | DK1 | 0.029167 | 1292.3334 | 966.9583 | 2259.3209 | 2259.2917
2023-02-05 07:00 | DK1 | 0.061667 | 1052.5416 | 979.9583 | 2032.5616 | 2032.4999
2023-02-05 08:00 | DK1 | 9.5629 | 1150.9166 | 1079.7084 | 2240.1879 | 2230.625
2023-02-05 09:00 | DK1 | 54.6638 | 967.1667 | 986.125 | 2007.9554 | 1953.2917
2023-02-05 10:00 | DK1 | 125.6283 | 951.75 | 1115.0416 | 2192.42 | 2066.7916
2023-02-05 11:00 | DK1 | 318.1192 | 1357.25 | 1033.9584 | 2709.3275 | 2391.2084
2023-02-05 12:00 | DK1 | 404.5208 | 1801.375 | 1047.4166 | 3253.3125 | 2848.7916
2023-02-05 13:00 | DK1 | 472.3371 | 1755.7916 | 987.5833 | 3215.712 | 2743.3749
2023-02-05 14:00 | DK1 | 350.9471 | 1643.5416 | 791.6667 | 2786.1554 | 2435.2083
2023-02-05 15:00 | DK1 | 185.9962 | 1360.875 | 759.7917 | 2306.6629 | 2120.6667
2023-02-05 16:00 | DK1 | 32.9471 | 1051 | 958.8333 | 2042.7804 | 2009.8333
2023-02-05 17:00 | DK1 | 4.6658 | 826.1667 | 733.5 | 1564.3325 | 1559.6667
2023-02-05 18:00 | DK1 | 0.090417 | 729.75 | 739.7917 | 1469.6321 | 1469.5417
2023-02-05 19:00 | DK1 | 0.09375 | 984.7917 | 532.375 | 1517.2604 | 1517.1667
2023-02-05 20:00 | DK1 | 0.063333 | 921.5833 | 566 | 1487.6466 | 1487.5833
2023-02-05 21:00 | DK1 | 0.0475 | 936.8333 | 381.4167 | 1318.2975 | 1318.25
2023-02-05 22:00 | DK1 | 0.037917 | 761.0417 | 256.25 | 1017.3296 | 1017.2917
2023-02-05 23:00 | DK1 | 0.026667 | 555.5417 | 181.9583 | 737.5267 | 737.5
2023-02-06 | DK1 | 0.015 | 464.5833 | 143.4583 | 608.0567 | 608.0417
2023-02-06 01:00 | DK1 | 0 | 351.2917 | 158.9583 | 510.25 | 510.25
2023-02-06 02:00 | DK1 | 0 | 302.4583 | 116.7083 | 419.1667 | 419.1667
2023-02-06 03:00 | DK1 | 0 | 261.3333 | 90.0833 | 351.4167 | 351.4167
2023-02-06 04:00 | DK1 | 0 | 138.3333 | 41.75 | 180.0833 | 180.0833
2023-02-06 05:00 | DK1 | 0.013333 | 111.5417 | 84.7917 | 196.3467 | 196.3333
2023-02-06 06:00 | DK1 | 0.029167 | 97.6667 | 75.4167 | 173.1125 | 173.0833
2023-02-06 07:00 | DK1 | 0.13542 | 116.8333 | 56.75 | 173.7188 | 173.5833
2023-02-06 08:00 | DK1 | 20.6617 | 100.0417 | 17.125 | 137.8283 | 117.1667
2023-02-06 09:00 | DK1 | 107.9788 | 41 | 8.5833 | 157.5621 | 49.5833
2023-02-06 10:00 | DK1 | 214.3608 | 42.75 | 5.9167 | 263.0275 | 48.6667
2023-02-06 11:00 | DK1 | 324.865 | 18.3333 | 6.8333 | 350.0317 | 25.1667
2023-02-06 12:00 | DK1 | 374.1521 | 30.125 | 6.7917 | 411.0687 | 36.9167
2023-02-06 13:00 | DK1 | 288.2421 | 60.6667 | 3.375 | 352.2838 | 64.0417
2023-02-06 14:00 | DK1 | 238.8129 | 97.9167 | 28.7083 | 365.4379 | 126.625
2023-02-06 15:00 | DK1 | 124.76 | 133.375 | 79.0417 | 337.1767 | 212.4167
2023-02-06 16:00 | DK1 | 13.4808 | 204.75 | 145.2917 | 363.5225 | 350.0417
2023-02-06 17:00 | DK1 | 3.4429 | 263.5 | 214.5833 | 481.5262 | 478.0833
2023-02-06 18:00 | DK1 | 0.095833 | 327.3333 | 197.625 | 525.0542 | 524.9583
2023-02-06 19:00 | DK1 | 0.085833 | 499.7917 | 152.8333 | 652.7108 | 652.625
2023-02-06 20:00 | DK1 | 0.060833 | 602.2917 | 245.5 | 847.8525 | 847.7917
2023-02-06 21:00 | DK1 | 0.048333 | 685.25 | 409.0833 | 1094.3817 | 1094.3333
2023-02-06 22:00 | DK1 | 0.037083 | 690.0417 | 354.9583 | 1045.0371 | 1045
2023-02-06 23:00 | DK1 | 0.026667 | 682.0417 | 376.5833 | 1058.6517 | 1058.625
2023-02-07 | DK1 | 0.014583 | 746.0417 | 356.375 | 1102.4313 | 1102.4167
2023-02-07 01:00 | DK1 | 0.000417 | 842.6667 | 415.25 | 1257.9171 | 1257.9167
2023-02-07 02:00 | DK1 | 0 | 846.1667 | 457.3333 | 1303.5 | 1303.5
2023-02-07 03:00 | DK1 | 0 | 769.25 | 405.125 | 1174.375 | 1174.375
2023-02-07 04:00 | DK1 | 0 | 666.7917 | 337.0833 | 1003.875 | 1003.875
2023-02-07 05:00 | DK1 | 0.013333 | 710.9167 | 312.5417 | 1023.4717 | 1023.4583
2023-02-07 06:00 | DK1 | 0.029167 | 736.25 | 280.125 | 1016.4042 | 1016.375
2023-02-07 07:00 | DK1 | 0.14 | 831.9167 | 454.1667 | 1286.2233 | 1286.0833
2023-02-07 08:00 | DK1 | 17.6717 | 1035.3334 | 512.3333 | 1565.3384 | 1547.6667
2023-02-07 09:00 | DK1 | 90.0387 | 911.6667 | 542.25 | 1543.9554 | 1453.9167
2023-02-07 10:00 | DK1 | 189.8775 | 851.875 | 555 | 1596.7525 | 1406.875
2023-02-07 11:00 | DK1 | 316.8629 | 975.2083 | 465.25 | 1757.3212 | 1440.4583
2023-02-07 12:00 | DK1 | 365.2633 | 1021.8333 | 490.0833 | 1877.18 | 1511.9167
2023-02-07 13:00 | DK1 | 339.5546 | 1021.375 | 426.6667 | 1787.5963 | 1448.0417
2023-02-07 14:00 | DK1 | 254.7554 | 979.4583 | 458.4583 | 1692.6721 | 1437.9167
2023-02-07 15:00 | DK1 | 120.2758 | 933.9167 | 509.3333 | 1563.5259 | 1443.25
2023-02-07 16:00 | DK1 | 31.1946 | 1007.625 | 523.2917 | 1562.1113 | 1530.9167
2023-02-07 17:00 | DK1 | 5.135 | 903.7083 | 650.2083 | 1559.0516 | 1553.9166
2023-02-07 18:00 | DK1 | 0.099167 | 840.8333 | 550.0417 | 1390.9742 | 1390.875
2023-02-07 19:00 | DK1 | 0.092083 | 927.875 | 559 | 1486.9671 | 1486.875
2023-02-07 20:00 | DK1 | 0.069583 | 887.875 | 520.0417 | 1407.9863 | 1407.9167
2023-02-07 21:00 | DK1 | 0.056667 | 860.1667 | 524.4167 | 1384.64 | 1384.5834
2023-02-07 22:00 | DK1 | 0.044167 | 822.0417 | 493 | 1315.0859 | 1315.0417
2023-02-07 23:00 | DK1 | 0.030417 | 793.0417 | 361.125 | 1154.1971 | 1154.1667
2023-02-08 | DK1 | 0.014583 | 762.375 | 329.0417 | 1091.4312 | 1091.4167
2023-02-08 01:00 | DK1 | 0 | 754.2083 | 326.7917 | 1081 | 1081
2023-02-08 02:00 | DK1 | 0 | 754.9167 | 383.875 | 1138.7917 | 1138.7917
2023-02-08 03:00 | DK1 | 0 | 709.5417 | 373.0417 | 1082.5833 | 1082.5833
2023-02-08 04:00 | DK1 | 0.000417 | 669.125 | 282.7083 | 951.8338 | 951.8333
2023-02-08 05:00 | DK1 | 0.01375 | 701.5 | 291.875 | 993.3887 | 993.375
2023-02-08 06:00 | DK1 | 0.03 | 598.5 | 244.2917 | 842.8217 | 842.7917
2023-02-08 07:00 | DK1 | 0.18167 | 720.6667 | 311.5 | 1032.3484 | 1032.1667
2023-02-08 08:00 | DK1 | 21.7679 | 981.75 | 527.0417 | 1530.5596 | 1508.7917
2023-02-08 09:00 | DK1 | 133.3529 | 931.0833 | 626.625 | 1691.0612 | 1557.7083
2023-02-08 10:00 | DK1 | 265.7087 | 764.7917 | 548.5417 | 1579.0421 | 1313.3334
2023-02-08 11:00 | DK1 | 388.3279 | 804.2083 | 619.5 | 1812.0362 | 1423.7083
2023-02-08 12:00 | DK1 | 512.1954 | 950.7917 | 587.4167 | 2050.4038 | 1538.2084
2023-02-08 13:00 | DK1 | 455.6971 | 1155.75 | 623.7917 | 2235.2388 | 1779.5417
2023-02-08 14:00 | DK1 | 348.5696 | 1370.7916 | 718.375 | 2437.7362 | 2089.1666
2023-02-08 15:00 | DK1 | 190.8412 | 1444.75 | 860.4583 | 2496.0496 | 2305.2083
2023-02-08 16:00 | DK1 | 47.4087 | 1556.5834 | 1028.9584 | 2632.9505 | 2585.5417
2023-02-08 17:00 | DK1 | 8.9429 | 1553.5834 | 1128.9584 | 2691.4847 | 2682.5417
2023-02-08 18:00 | DK1 | 0.091667 | 1427.8334 | 1055.7084 | 2483.6334 | 2483.5417
2023-02-08 19:00 | DK1 | 0.10125 | 1810.2916 | 1122.1666 | 2932.5595 | 2932.4583
2023-02-08 20:00 | DK1 | 0.069583 | 1950.0834 | 1095.8334 | 3045.9863 | 3045.9167
2023-02-08 21:00 | DK1 | 1.4633 | 2082.1667 | 1120.2084 | 3203.8385 | 3202.3751
2023-02-08 22:00 | DK1 | 0.57542 | 2025 | 1047.625 | 3073.2004 | 3072.625
2023-02-08 23:00 | DK1 | 0.38708 | 2361.1667 | 1080.7084 | 3442.2622 | 3441.8751
2023-02-09 | DK1 | 0.20917 | 2323.5417 | 1079.0416 | 3402.7925 | 3402.5834
2023-02-09 01:00 | DK1 | 0.025 | 2607.2083 | 1027.2084 | 3634.4416 | 3634.4166
2023-02-09 02:00 | DK1 | 0 | 2696.2083 | 1097.7084 | 3793.9166 | 3793.9166
2023-02-09 03:00 | DK1 | 0 | 2774.9167 | 1075 | 3849.9167 | 3849.9167
2023-02-09 04:00 | DK1 | 0.000417 | 2576.3333 | 1019.7917 | 3596.1254 | 3596.1249
2023-02-09 05:00 | DK1 | 0.01375 | 2568.9583 | 1101.8334 | 3670.8054 | 3670.7916
2023-02-09 06:00 | DK1 | 0.029167 | 2376.0833 | 1032.0834 | 3408.1958 | 3408.1666
2023-02-09 07:00 | DK1 | 0.14917 | 2091 | 1049.875 | 3141.0242 | 3140.875
2023-02-09 08:00 | DK1 | 13.8558 | 2118.7917 | 1027.125 | 3159.7726 | 3145.9167
2023-02-09 09:00 | DK1 | 67.1625 | 1721.375 | 944.1667 | 2732.7042 | 2665.5417
2023-02-09 10:00 | DK1 | 116.1546 | 1548.9166 | 823.3333 | 2488.4045 | 2372.2499
2023-02-09 11:00 | DK1 | 212.3608 | 1661.0834 | 805.875 | 2679.3192 | 2466.9584
2023-02-09 12:00 | DK1 | 396.6175 | 2002.5 | 799.2917 | 3198.4092 | 2801.7917
2023-02-09 13:00 | DK1 | 367.6988 | 2175.375 | 886.875 | 3429.9488 | 3062.25
2023-02-09 14:00 | DK1 | 344.7288 | 2447.2917 | 1021.5833 | 3813.6038 | 3468.8751
2023-02-09 15:00 | DK1 | 172.9104 | 2485.125 | 967.5833 | 3625.6187 | 3452.7083
2023-02-09 16:00 | DK1 | 31.7987 | 2489.9583 | 999.8333 | 3521.5903 | 3489.7916
2023-02-09 17:00 | DK1 | 5.0525 | 2617.6667 | 1054.9584 | 3677.6776 | 3672.6251
2023-02-09 18:00 | DK1 | 0.09875 | 2528 | 1041.5416 | 3569.6404 | 3569.5416
2023-02-09 19:00 | DK1 | 0.096667 | 2859 | 1089.7084 | 3948.805 | 3948.7084
2023-02-09 20:00 | DK1 | 0.074167 | 2934.5833 | 1057.5834 | 3992.2408 | 3992.1666
2023-02-09 21:00 | DK1 | 0.0625 | 3036.9167 | 1073.9166 | 4110.8959 | 4110.8334
2023-02-09 22:00 | DK1 | 0.04625 | 2860.9583 | 1052.5416 | 3913.5461 | 3913.4999
2023-02-09 23:00 | DK1 | 0.030417 | 2540.75 | 1058.75 | 3599.5304 | 3599.5
2023-02-10 | DK1 | 0.0175 | 2208.2083 | 1041.4166 | 3249.6424 | 3249.6249
2023-02-10 01:00 | DK1 | 0 | 2041.1666 | 1009.0833 | 3050.2499 | 3050.2499
2023-02-10 02:00 | DK1 | 0 | 1825.9584 | 745.7083 | 2571.6667 | 2571.6667
2023-02-10 03:00 | DK1 | 0 | 1585.7084 | 613.8333 | 2199.5417 | 2199.5417
2023-02-10 04:00 | DK1 | 0.000417 | 1164.875 | 567.25 | 1732.1254 | 1732.125
2023-02-10 05:00 | DK1 | 0.01375 | 999.75 | 511.8333 | 1511.5971 | 1511.5833
2023-02-10 06:00 | DK1 | 0.029167 | 876.0833 | 554.7917 | 1430.9042 | 1430.875
2023-02-10 07:00 | DK1 | 0.49625 | 832.375 | 541.0833 | 1373.9546 | 1373.4583
2023-02-10 08:00 | DK1 | 34.48 | 753.2917 | 623.125 | 1410.8967 | 1376.4167
2023-02-10 09:00 | DK1 | 169.8304 | 792.3333 | 731.4583 | 1693.622 | 1523.7916
2023-02-10 10:00 | DK1 | 280.7313 | 586.125 | 835.9167 | 1702.7729 | 1422.0417
2023-02-10 11:00 | DK1 | 311.0883 | 1175.6666 | 821.0417 | 2307.7967 | 1996.7083
2023-02-10 12:00 | DK1 | 249.6929 | 1766 | 836.8333 | 2852.5262 | 2602.8333
2023-02-10 13:00 | DK1 | 184.7275 | 2358.7083 | 810.9167 | 3354.3524 | 3169.6249
2023-02-10 14:00 | DK1 | 130.2071 | 2622.7083 | 911.875 | 3664.7903 | 3534.5833
2023-02-10 15:00 | DK1 | 71.4946 | 2835 | 975.0417 | 3881.5363 | 3810.0417
2023-02-10 16:00 | DK1 | 13.9829 | 3174.5417 | 1080.2084 | 4268.733 | 4254.7501
2023-02-10 17:00 | DK1 | 1.8396 | 3232 | 1124.5 | 4358.3396 | 4356.5
2023-02-10 18:00 | DK1 | 0.1 | 3087.8333 | 1086.9166 | 4174.8499 | 4174.7499
2023-02-10 19:00 | DK1 | 0.096667 | 3440.9583 | 1075.25 | 4516.3049 | 4516.2083
2023-02-10 20:00 | DK1 | 0.070417 | 3377.875 | 1083.7916 | 4461.737 | 4461.6666
2023-02-10 21:00 | DK1 | 0.056667 | 3341.7917 | 1112.75 | 4454.5984 | 4454.5417
2023-02-10 22:00 | DK1 | 0.044583 | 3304.0417 | 1085.2084 | 4389.2947 | 4389.2501
2023-02-10 23:00 | DK1 | 0.030417 | 3249.1667 | 1037.875 | 4287.0722 | 4287.0417
2023-02-11 | DK1 | 0.0175 | 3130.8333 | 1033.2916 | 4164.1424 | 4164.1249
2023-02-11 01:00 | DK1 | 0.014583 | 2997.375 | 1075.6666 | 4073.0562 | 4073.0416
2023-02-11 02:00 | DK1 | 0 | 2919.5 | 1055.5 | 3975 | 3975
2023-02-11 03:00 | DK1 | 0 | 2841.5 | 1056.375 | 3897.875 | 3897.875
2023-02-11 04:00 | DK1 | 0.000417 | 2669.25 | 832.7917 | 3502.0421 | 3502.0417
2023-02-11 05:00 | DK1 | 0.01375 | 2900.4583 | 915.5833 | 3816.0553 | 3816.0416
2023-02-11 06:00 | DK1 | 0.029167 | 2867.6667 | 1052.1666 | 3919.8625 | 3919.8334
2023-02-11 07:00 | DK1 | 0.36875 | 2508.9583 | 1103.9584 | 3613.2854 | 3612.9166
2023-02-11 08:00 | DK1 | 20.5521 | 2490.7083 | 1093.4166 | 3604.677 | 3584.1249
2023-02-11 09:00 | DK1 | 100.9629 | 2554.7917 | 1039.5834 | 3695.338 | 3594.3751
2023-02-11 10:00 | DK1 | 216.4742 | 2453 | 1063.2084 | 3732.6825 | 3516.2084
2023-02-11 11:00 | DK1 | 278.8896 | 2525.5417 | 1052.4166 | 3856.848 | 3577.9584
2023-02-11 12:00 | DK1 | 353.7162 | 2451.5417 | 1066.375 | 3871.633 | 3517.9167
2023-02-11 13:00 | DK1 | 300.5992 | 2390.7083 | 1030.625 | 3721.9324 | 3421.3333
2023-02-11 14:00 | DK1 | 265.5608 | 2291.9583 | 996.3333 | 3553.8524 | 3288.2916
2023-02-11 15:00 | DK1 | 182.8379 | 2078.0833 | 977.7083 | 3238.6295 | 3055.7916
2023-02-11 16:00 | DK1 | 52.9429 | 1737.0416 | 954.4583 | 2744.4429 | 2691.4999
2023-02-11 17:00 | DK1 | 11.3046 | 1171.4166 | 757.9583 | 1940.6795 | 1929.3749
2023-02-11 18:00 | DK1 | 0.11625 | 1000.5417 | 745.2917 | 1745.9496 | 1745.8334
2023-02-11 19:00 | DK1 | 0.11708 | 1194.9166 | 516.2917 | 1711.3254 | 1711.2083
2023-02-11 20:00 | DK1 | 0.0825 | 1007.2083 | 519.0417 | 1526.3325 | 1526.25
2023-02-11 21:00 | DK1 | 0.064167 | 968.4167 | 434.9167 | 1403.3975 | 1403.3333
2023-02-11 22:00 | DK1 | 0.050417 | 997.3333 | 466.125 | 1463.5087 | 1463.4583
2023-02-11 23:00 | DK1 | 0.035 | 942.375 | 422.5833 | 1364.9933 | 1364.9583
2023-02-12 | DK1 | 0.0175 | 960.375 | 403 | 1363.3925 | 1363.375
2023-02-12 01:00 | DK1 | 0 | 925.4167 | 422.4583 | 1347.875 | 1347.875
2023-02-12 02:00 | DK1 | 0 | 888.5417 | 401.5833 | 1290.125 | 1290.125
2023-02-12 03:00 | DK1 | 0 | 916 | 396.1667 | 1312.1667 | 1312.1667
2023-02-12 04:00 | DK1 | 0.000417 | 1022.4167 | 579.375 | 1601.7921 | 1601.7917
2023-02-12 05:00 | DK1 | 0.01375 | 1027.8334 | 591.4167 | 1619.2638 | 1619.2501
2023-02-12 06:00 | DK1 | 0.029167 | 970.5833 | 533.2083 | 1503.8208 | 1503.7916
2023-02-12 07:00 | DK1 | 0.53667 | 1008.5 | 606.2917 | 1615.3284 | 1614.7917
2023-02-12 08:00 | DK1 | 30.0108 | 1166.2084 | 579.75 | 1775.9692 | 1745.9584
2023-02-12 09:00 | DK1 | 102.82 | 1104.125 | 483.8333 | 1690.7783 | 1587.9583
2023-02-12 10:00 | DK1 | 159.6533 | 1052.4584 | 448.2917 | 1660.4034 | 1500.75
2023-02-12 11:00 | DK1 | 218.3117 | 1273.2916 | 558.5 | 2050.1033 | 1831.7916
2023-02-12 12:00 | DK1 | 228.3525 | 1320.625 | 704.9583 | 2253.9358 | 2025.5833
2023-02-12 13:00 | DK1 | 208.9192 | 1390 | 716.7917 | 2315.7109 | 2106.7917
2023-02-12 14:00 | DK1 | 155.4971 | 1436.7916 | 771.5833 | 2363.872 | 2208.3749
2023-02-12 15:00 | DK1 | 93.4987 | 1336.5416 | 749.3333 | 2179.3737 | 2085.8749
2023-02-12 16:00 | DK1 | 25.5271 | 1193.1666 | 830.5 | 2049.1937 | 2023.6666
2023-02-12 17:00 | DK1 | 0.36833 | 1068.875 | 838.2083 | 1907.4516 | 1907.0833
2023-02-12 18:00 | DK1 | 0.12583 | 1004.2917 | 763.875 | 1768.2925 | 1768.1667
2023-02-12 19:00 | DK1 | 0.095833 | 1103.9166 | 728.4167 | 1832.4291 | 1832.3333
2023-02-12 20:00 | DK1 | 0.070417 | 1066.7916 | 587.125 | 1653.987 | 1653.9166
2023-02-12 21:00 | DK1 | 0.0575 | 1088.7916 | 453.375 | 1542.2241 | 1542.1666
2023-02-12 22:00 | DK1 | 0.044583 | 1162.3334 | 547.7917 | 1710.1696 | 1710.1251
2023-02-12 23:00 | DK1 | 0.030417 | 1271.3334 | 529.2917 | 1800.6555 | 1800.6251
2023-02-13 | DK1 | 0.0175 | 1289.5834 | 530.4167 | 1820.0176 | 1820.0001
2023-02-13 01:00 | DK1 | 0 | 1221.625 | 576.75 | 1798.375 | 1798.375
2023-02-13 02:00 | DK1 | 0 | 1224.9584 | 566.75 | 1791.7084 | 1791.7084
2023-02-13 03:00 | DK1 | 0 | 1252.4166 | 576.9167 | 1829.3333 | 1829.3333
2023-02-13 04:00 | DK1 | 0.000417 | 1301.2916 | 561.0833 | 1862.3754 | 1862.3749
2023-02-13 05:00 | DK1 | 0.01375 | 1308.6666 | 502.1667 | 1810.847 | 1810.8333
2023-02-13 06:00 | DK1 | 0.029167 | 1217.25 | 548.25 | 1765.5292 | 1765.5
2023-02-13 07:00 | DK1 | 0.54 | 1218.75 | 521.0417 | 1740.3317 | 1739.7917
2023-02-13 08:00 | DK1 | 34.4475 | 1203.5416 | 545.7917 | 1783.7808 | 1749.3333
2023-02-13 09:00 | DK1 | 121.6083 | 1109.7916 | 468.9583 | 1700.3583 | 1578.75
2023-02-13 10:00 | DK1 | 251.3288 | 1140.875 | 427.5833 | 1819.7871 | 1568.4583
2023-02-13 11:00 | DK1 | 386.9392 | 1321.25 | 390.875 | 2099.0642 | 1712.125
2023-02-13 12:00 | DK1 | 420.0512 | 1351.625 | 414.1667 | 2185.8429 | 1765.7917
2023-02-13 13:00 | DK1 | 313.6492 | 1308.2916 | 390.5 | 2012.4408 | 1698.7916
2023-02-13 14:00 | DK1 | 216.3842 | 1139.5416 | 353.1667 | 1709.0925 | 1492.7083
2023-02-13 15:00 | DK1 | 175.0358 | 973.0833 | 243.75 | 1391.8691 | 1216.8333
2023-02-13 16:00 | DK1 | 58.2742 | 881.9167 | 308.5833 | 1248.7742 | 1190.5
2023-02-13 17:00 | DK1 | 0.26333 | 763.25 | 241.2083 | 1004.7217 | 1004.4583
2023-02-13 18:00 | DK1 | 0.12375 | 651.75 | 245.5 | 897.3737 | 897.25
2023-02-13 19:00 | DK1 | 0.1125 | 597.6667 | 278.2083 | 875.9875 | 875.875
2023-02-13 20:00 | DK1 | 0.0825 | 445 | 266.5 | 711.5825 | 711.5
2023-02-13 21:00 | DK1 | 0.06625 | 415.6667 | 237.9167 | 653.6496 | 653.5833
2023-02-13 22:00 | DK1 | 0.05125 | 292.4167 | 248.4583 | 540.9262 | 540.875
2023-02-13 23:00 | DK1 | 0.035 | 199.8333 | 215 | 414.8683 | 414.8333
2023-02-14 | DK1 | 0.0175 | 169.6667 | 153.375 | 323.0592 | 323.0417
2023-02-14 01:00 | DK1 | 0 | 141.0417 | 127.5 | 268.5417 | 268.5417
2023-02-14 02:00 | DK1 | 0 | 150.25 | 82.2083 | 232.4583 | 232.4583
2023-02-14 03:00 | DK1 | 0 | 125.75 | 49.375 | 175.125 | 175.125
2023-02-14 04:00 | DK1 | 0.000417 | 166.4167 | 86.1667 | 252.5838 | 252.5833
2023-02-14 05:00 | DK1 | 0.01375 | 172.875 | 93.9583 | 266.8471 | 266.8333
2023-02-14 06:00 | DK1 | 0.028333 | 145.4167 | 102.5833 | 248.0283 | 248
2023-02-14 07:00 | DK1 | 0.38792 | 153.5833 | 83.625 | 237.5962 | 237.2083
2023-02-14 08:00 | DK1 | 22.3629 | 165 | 105.625 | 292.9879 | 270.625
2023-02-14 09:00 | DK1 | 24.8438 | 139.375 | 103.625 | 267.8438 | 243
2023-02-14 10:00 | DK1 | 60.4304 | 139.25 | 139.375 | 339.0554 | 278.625
2023-02-14 11:00 | DK1 | 105.6696 | 129.3333 | 169.5833 | 404.5862 | 298.9167
2023-02-14 12:00 | DK1 | 138.9725 | 123.375 | 202.2083 | 464.5558 | 325.5833
2023-02-14 13:00 | DK1 | 131.65 | 114.5 | 171.25 | 417.4 | 285.75
2023-02-14 14:00 | DK1 | 131.3508 | 87.5833 | 167.25 | 386.1842 | 254.8333
2023-02-14 15:00 | DK1 | 91.2325 | 46.25 | 173.3333 | 310.8158 | 219.5833
2023-02-14 16:00 | DK1 | 30.6554 | 55.2083 | 168.125 | 253.9887 | 223.3333
2023-02-14 17:00 | DK1 | 2.0762 | 92.25 | 167.7083 | 262.0346 | 259.9583
2023-02-14 18:00 | DK1 | 0.11208 | 124.4583 | 241.0833 | 365.6537 | 365.5417
2023-02-14 19:00 | DK1 | 0.099167 | 158.25 | 280.9167 | 439.2658 | 439.1667
2023-02-14 20:00 | DK1 | 0.072917 | 157.5 | 249.1667 | 406.7396 | 406.6667
2023-02-14 21:00 | DK1 | 0.058333 | 166.875 | 269.4583 | 436.3917 | 436.3333
2023-02-14 22:00 | DK1 | 0.045417 | 179.4167 | 223.625 | 403.0871 | 403.0417
2023-02-14 23:00 | DK1 | 0.030417 | 164.8333 | 166.1667 | 331.0304 | 331
2023-02-15 | DK1 | 0.0175 | 205.1667 | 117.7083 | 322.8925 | 322.875
2023-02-15 01:00 | DK1 | 0.000417 | 220.125 | 78.875 | 299.0004 | 299
2023-02-15 02:00 | DK1 | 0 | 219.7083 | 75.6667 | 295.375 | 295.375
2023-02-15 03:00 | DK1 | 0 | 194.7917 | 37.8333 | 232.625 | 232.625
2023-02-15 04:00 | DK1 | 0.000417 | 138.7083 | 41.0833 | 179.7921 | 179.7917
2023-02-15 05:00 | DK1 | 0.01375 | 113.875 | 37.5417 | 151.4304 | 151.4167
2023-02-15 06:00 | DK1 | 0.0275 | 80.9583 | 19.8333 | 100.8192 | 100.7917
2023-02-15 07:00 | DK1 | 0.3575 | 80.9167 | 28.8333 | 110.1075 | 109.75
2023-02-15 08:00 | DK1 | 16.4004 | 106.0833 | 53.8333 | 176.3171 | 159.9167
2023-02-15 09:00 | DK1 | 44.2596 | 83.4583 | 50.6667 | 178.3846 | 134.125
2023-02-15 10:00 | DK1 | 94.8438 | 104.0417 | 88.0833 | 286.9688 | 192.125
2023-02-15 11:00 | DK1 | 133.8188 | 150.5 | 142.8333 | 427.1521 | 293.3333
2023-02-15 12:00 | DK1 | 149.1508 | 188.7083 | 200.4167 | 538.2758 | 389.125
2023-02-15 13:00 | DK1 | 140.2629 | 177.9583 | 220.2917 | 538.5129 | 398.25
2023-02-15 14:00 | DK1 | 108.1625 | 240.625 | 276.2917 | 625.0792 | 516.9167
2023-02-15 15:00 | DK1 | 67.3021 | 257.5417 | 333.75 | 658.5937 | 591.2917
2023-02-15 16:00 | DK1 | 24.42 | 275.7917 | 257.5417 | 557.7533 | 533.3333
2023-02-15 17:00 | DK1 | 1.0337 | 349.1667 | 338.875 | 689.0754 | 688.0417
2023-02-15 18:00 | DK1 | 0.12125 | 404.9583 | 406.8333 | 811.9129 | 811.7917
2023-02-15 19:00 | DK1 | 0.12125 | 670.375 | 513.625 | 1184.1212 | 1184
2023-02-15 20:00 | DK1 | 0.093333 | 791.4167 | 629.5833 | 1421.0933 | 1421
2023-02-15 21:00 | DK1 | 0.075 | 856.875 | 806.875 | 1663.825 | 1663.75
2023-02-15 22:00 | DK1 | 0.056667 | 959.375 | 812.6667 | 1772.0984 | 1772.0417
2023-02-15 23:00 | DK1 | 0.039167 | 955.6667 | 826.0833 | 1781.7892 | 1781.75
2023-02-16 | DK1 | 0.020833 | 997.0417 | 813 | 1810.0625 | 1810.0417
2023-02-16 01:00 | DK1 | 0 | 1008.5417 | 675.5417 | 1684.0834 | 1684.0834
2023-02-16 02:00 | DK1 | 0 | 847.8333 | 501.1667 | 1349 | 1349
2023-02-16 03:00 | DK1 | 0 | 684.25 | 329.4167 | 1013.6667 | 1013.6667
2023-02-16 04:00 | DK1 | 0 | 599.2083 | 327.375 | 926.5833 | 926.5833
2023-02-16 05:00 | DK1 | 0.013333 | 556.3333 | 194.375 | 750.7216 | 750.7083
2023-02-16 06:00 | DK1 | 0.0275 | 419.3333 | 173.9167 | 593.2775 | 593.25
2023-02-16 07:00 | DK1 | 0.62958 | 350.4167 | 168.0417 | 519.0879 | 518.4583
2023-02-16 08:00 | DK1 | 31.0862 | 432.2083 | 128.75 | 592.0446 | 560.9583
2023-02-16 09:00 | DK1 | 49.2279 | 410.0417 | 153.2917 | 612.5612 | 563.3333
2023-02-16 10:00 | DK1 | 113.2446 | 431.2917 | 153.9167 | 698.4529 | 585.2083
2023-02-16 11:00 | DK1 | 205.4625 | 507.3333 | 183.5 | 896.2958 | 690.8333
2023-02-16 12:00 | DK1 | 278.9887 | 586.125 | 221.3333 | 1086.4471 | 807.4583
2023-02-16 13:00 | DK1 | 232.9321 | 594.4167 | 244.9583 | 1072.3071 | 839.375
2023-02-16 14:00 | DK1 | 174.4954 | 550.9583 | 280.5417 | 1005.9954 | 831.5
2023-02-16 15:00 | DK1 | 204.5675 | 464.8333 | 277.0833 | 946.4842 | 741.9167
2023-02-16 16:00 | DK1 | 109.3746 | 477.5417 | 238 | 824.9162 | 715.5417
2023-02-16 17:00 | DK1 | 9.2575 | 523.375 | 323.25 | 855.8825 | 846.625
2023-02-16 18:00 | DK1 | 0.16458 | 611.6667 | 209.3333 | 821.1646 | 821
2023-02-16 19:00 | DK1 | 0.12458 | 646.6667 | 355.125 | 1001.9163 | 1001.7917
2023-02-16 20:00 | DK1 | 0.090833 | 622.9583 | 516.2917 | 1139.3408 | 1139.25
2023-02-16 21:00 | DK1 | 0.075417 | 609.0417 | 463.7083 | 1072.8254 | 1072.75
2023-02-16 22:00 | DK1 | 0.055833 | 656.5417 | 657.25 | 1313.8475 | 1313.7917
2023-02-16 23:00 | DK1 | 0.039583 | 724.25 | 719.0417 | 1443.3313 | 1443.2917
2023-02-17 | DK1 | 0.23833 | 755.7083 | 599.6667 | 1355.6133 | 1355.375
2023-02-17 01:00 | DK1 | 0.034167 | 762.7917 | 655.3333 | 1418.1592 | 1418.125
2023-02-17 02:00 | DK1 | 0 | 935.5 | 808.0833 | 1743.5833 | 1743.5833
2023-02-17 03:00 | DK1 | 0 | 1150.7916 | 840.0417 | 1990.8333 | 1990.8333
2023-02-17 04:00 | DK1 | 0 | 1191.1666 | 1059.5 | 2250.6666 | 2250.6666
2023-02-17 05:00 | DK1 | 0.013333 | 1326.4584 | 903.75 | 2230.2217 | 2230.2084
2023-02-17 06:00 | DK1 | 0.0275 | 1360.875 | 898 | 2258.9025 | 2258.875
2023-02-17 07:00 | DK1 | 0.27417 | 1951.7084 | 982.1667 | 2934.1492 | 2933.8751
2023-02-17 08:00 | DK1 | 16.6663 | 2422.625 | 1118.2084 | 3557.4996 | 3540.8334
2023-02-17 09:00 | DK1 | 8.385 | 2739.75 | 1109.5834 | 3857.7184 | 3849.3334
2023-02-17 10:00 | DK1 | 36.2408 | 3042.875 | 1100.4166 | 4179.5325 | 4143.2916
2023-02-17 11:00 | DK1 | 53.3225 | 3151.0833 | 1070.4584 | 4274.8641 | 4221.5416
2023-02-17 12:00 | DK1 | 124.8796 | 3132.7083 | 972.5 | 4230.0878 | 4105.2083
2023-02-17 13:00 | DK1 | 253.1483 | 3341.0417 | 985 | 4579.1901 | 4326.0417
2023-02-17 14:00 | DK1 | 209.4388 | 3141.0833 | 995.0417 | 4345.5637 | 4136.1249
2023-02-17 15:00 | DK1 | 85.4163 | 2601 | 887 | 3573.4163 | 3488
2023-02-17 16:00 | DK1 | 31.065 | 2500 | 775.625 | 3306.69 | 3275.625
2023-02-17 17:00 | DK1 | 6.9129 | 2214.0833 | 864.2917 | 3085.2879 | 3078.3749
2023-02-17 18:00 | DK1 | 0.12833 | 1917.5416 | 904.2917 | 2821.9616 | 2821.8333
2023-02-17 19:00 | DK1 | 0.11167 | 2120.5833 | 847.5 | 2968.1949 | 2968.0833
2023-02-17 20:00 | DK1 | 0.082917 | 2304.8333 | 756.5833 | 3061.4995 | 3061.4166
2023-02-17 21:00 | DK1 | 0.069583 | 2618.25 | 770.3333 | 3388.6529 | 3388.5833
2023-02-17 22:00 | DK1 | 0.05125 | 2894.75 | 770.6667 | 3665.4679 | 3665.4167
2023-02-17 23:00 | DK1 | 0.035833 | 3110.375 | 817.3333 | 3927.7441 | 3927.7083
2023-02-18 | DK1 | 0.018333 | 3109.4583 | 969.1667 | 4078.6433 | 4078.6249
2023-02-18 01:00 | DK1 | 0.00125 | 3045.25 | 990.2917 | 4035.5429 | 4035.5417
2023-02-18 02:00 | DK1 | 0 | 2874.75 | 1002.5 | 3877.25 | 3877.25
2023-02-18 03:00 | DK1 | 0 | 2623.2083 | 1079.2916 | 3702.4999 | 3702.4999
2023-02-18 04:00 | DK1 | 0 | 2385.7083 | 1032.8334 | 3418.5416 | 3418.5416
2023-02-18 05:00 | DK1 | 0.013333 | 2069.5417 | 934.1667 | 3003.7218 | 3003.7084
2023-02-18 06:00 | DK1 | 0.0275 | 1636.4584 | 644.7083 | 2281.1942 | 2281.1667
2023-02-18 07:00 | DK1 | 1.4117 | 1432.875 | 586.7083 | 2020.995 | 2019.5833
2023-02-18 08:00 | DK1 | 58.6521 | 1473.4584 | 587.875 | 2119.9855 | 2061.3334
2023-02-18 09:00 | DK1 | 78.9167 | 1130.625 | 602.5 | 1812.0417 | 1733.125
2023-02-18 10:00 | DK1 | 73.6496 | 1113.875 | 493.9167 | 1681.4412 | 1607.7917
2023-02-18 11:00 | DK1 | 159.2058 | 1107.7916 | 431.25 | 1698.2475 | 1539.0416
2023-02-18 12:00 | DK1 | 308.46 | 1132.7916 | 396.125 | 1837.3766 | 1528.9166
2023-02-18 13:00 | DK1 | 503.6588 | 1536.4166 | 429.1667 | 2469.242 | 1965.5833
2023-02-18 14:00 | DK1 | 656.7158 | 1813.8334 | 592.9583 | 3063.5075 | 2406.7917
2023-02-18 15:00 | DK1 | 426.3408 | 1978.5 | 647.875 | 3052.7158 | 2626.375
2023-02-18 16:00 | DK1 | 159.4633 | 2049.4583 | 620.5 | 2829.4216 | 2669.9583
2023-02-18 17:00 | DK1 | 18.175 | 1701.875 | 677.7917 | 2397.8417 | 2379.6667
2023-02-18 18:00 | DK1 | 0.35417 | 1217.7084 | 629.125 | 1847.1875 | 1846.8334
2023-02-18 19:00 | DK1 | 0.10792 | 1361.25 | 617.125 | 1978.4829 | 1978.375
2023-02-18 20:00 | DK1 | 0.08625 | 1163.4166 | 553 | 1716.5029 | 1716.4166
2023-02-18 21:00 | DK1 | 0.070417 | 1081.6666 | 528.25 | 1609.987 | 1609.9166
2023-02-18 22:00 | DK1 | 0.055 | 959.625 | 521.8333 | 1481.5133 | 1481.4583
2023-02-18 23:00 | DK1 | 0.0375 | 876.9583 | 466.0833 | 1343.0792 | 1343.0417
2023-02-19 | DK1 | 0.019167 | 798.6667 | 424.4583 | 1223.1442 | 1223.125
2023-02-19 01:00 | DK1 | 0.00125 | 818.8333 | 409.5417 | 1228.3762 | 1228.375
2023-02-19 02:00 | DK1 | 0 | 851.1667 | 433.2083 | 1284.375 | 1284.375
2023-02-19 03:00 | DK1 | 0 | 842.7917 | 402.125 | 1244.9167 | 1244.9167
2023-02-19 04:00 | DK1 | 0 | 951.9167 | 395.4583 | 1347.375 | 1347.375
2023-02-19 05:00 | DK1 | 0.013333 | 1030.5416 | 430.125 | 1460.68 | 1460.6666
2023-02-19 06:00 | DK1 | 0.027083 | 1123.4584 | 500.4583 | 1623.9438 | 1623.9167
2023-02-19 07:00 | DK1 | 3.97 | 971.875 | 460.25 | 1436.095 | 1432.125
2023-02-19 08:00 | DK1 | 116.3579 | 984.875 | 479.75 | 1580.9829 | 1464.625
2023-02-19 09:00 | DK1 | 338.4892 | 679.8333 | 295.2083 | 1313.5308 | 975.0417
2023-02-19 10:00 | DK1 | 633.7087 | 771.875 | 327.1667 | 1732.7504 | 1099.0417
2023-02-19 11:00 | DK1 | 789.0338 | 1380.2084 | 512.125 | 2681.3671 | 1892.3334
2023-02-19 12:00 | DK1 | 714.6959 | 1863.25 | 602.4583 | 3180.4042 | 2465.7083
2023-02-19 13:00 | DK1 | 669.1367 | 1789.625 | 597.9583 | 3056.72 | 2387.5833
2023-02-19 14:00 | DK1 | 463.3825 | 2045.3334 | 798.4583 | 3307.1742 | 2843.7917
2023-02-19 15:00 | DK1 | 246.2587 | 1934.6666 | 757.2083 | 2938.1337 | 2691.8749
2023-02-19 16:00 | DK1 | 71.9096 | 2035.9166 | 779.7083 | 2887.5345 | 2815.6249
2023-02-19 17:00 | DK1 | 3.1983 | 1854.2916 | 880.25 | 2737.74 | 2734.5416
2023-02-19 18:00 | DK1 | 0.14208 | 1571.3334 | 1053.2084 | 2624.6838 | 2624.5417
2023-02-19 19:00 | DK1 | 0.1225 | 1692.7916 | 1005.3333 | 2698.2474 | 2698.1249
2023-02-19 20:00 | DK1 | 0.09875 | 1895.9166 | 1056.8334 | 2952.8488 | 2952.75
2023-02-19 21:00 | DK1 | 0.42125 | 1839.75 | 1021.2083 | 2861.3796 | 2860.9583
2023-02-19 22:00 | DK1 | 0.31958 | 1694.5416 | 687.5417 | 2382.4029 | 2382.0833
2023-02-19 23:00 | DK1 | 0.21542 | 2206.2083 | 702.625 | 2909.0487 | 2908.8333
2023-02-20 | DK1 | 0.11417 | 2799.9167 | 811 | 3611.0309 | 3610.9167
2023-02-20 01:00 | DK1 | 0.011667 | 2995.2083 | 1079.625 | 4074.8449 | 4074.8333
2023-02-20 02:00 | DK1 | 0 | 3075.6667 | 1088.875 | 4164.5417 | 4164.5417
2023-02-20 03:00 | DK1 | 0 | 3145.1667 | 1050.125 | 4195.2917 | 4195.2917
2023-02-20 04:00 | DK1 | 0 | 3282.1667 | 1092.625 | 4374.7917 | 4374.7917
2023-02-20 05:00 | DK1 | 0.0125 | 3396.9583 | 1070.0834 | 4467.0541 | 4467.0416
2023-02-20 06:00 | DK1 | 0.02625 | 3228.7083 | 1062.9584 | 4291.6929 | 4291.6666
2023-02-20 07:00 | DK1 | 1.0362 | 3292.8333 | 1093.2084 | 4387.0779 | 4386.0416
2023-02-20 08:00 | DK1 | 29.2204 | 3602.875 | 1062.75 | 4694.8454 | 4665.625
2023-02-20 09:00 | DK1 | 24.7996 | 3366.5 | 1074.6666 | 4465.9662 | 4441.1666
2023-02-20 10:00 | DK1 | 50.8213 | 3331.5417 | 1056.625 | 4438.988 | 4388.1667
2023-02-20 11:00 | DK1 | 90.5437 | 3335.5 | 1024.3334 | 4450.3771 | 4359.8334
2023-02-20 12:00 | DK1 | 155.3096 | 3253.0833 | 1003.375 | 4411.7678 | 4256.4583
2023-02-20 13:00 | DK1 | 175.0217 | 3261.7083 | 1089.4166 | 4526.1465 | 4351.1249
2023-02-20 14:00 | DK1 | 187.7279 | 3253.5 | 1064.75 | 4505.9779 | 4318.25
2023-02-20 15:00 | DK1 | 204.9992 | 3245.2083 | 1010.3333 | 4460.5407 | 4255.5416
2023-02-20 16:00 | DK1 | 74.4433 | 3361.6667 | 1005.375 | 4441.4851 | 4367.0417
2023-02-20 17:00 | DK1 | 9.4612 | 3281.7083 | 1081.8334 | 4373.0029 | 4363.5416
2023-02-20 18:00 | DK1 | 0.96083 | 3047.9583 | 1066.9584 | 4115.8775 | 4114.9166
2023-02-20 19:00 | DK1 | 0.13875 | 3254.7083 | 1046.75 | 4301.597 | 4301.4583
2023-02-20 20:00 | DK1 | 0.55833 | 3180.125 | 1093.375 | 4274.0583 | 4273.5
2023-02-20 21:00 | DK1 | 0.45375 | 3168.0417 | 1088.0416 | 4256.5371 | 4256.0834
2023-02-20 22:00 | DK1 | 0.345 | 3111.0833 | 1093.9584 | 4205.3866 | 4205.0416
2023-02-20 23:00 | DK1 | 0.0475 | 3085.0417 | 1044.625 | 4129.7142 | 4129.6667
2023-02-21 | DK1 | 0.024583 | 3101.7083 | 1073.5834 | 4175.3162 | 4175.2916
2023-02-21 01:00 | DK1 | 0.000417 | 3129.0833 | 1085.7916 | 4214.8753 | 4214.8749
2023-02-21 02:00 | DK1 | 0 | 3059.75 | 1070 | 4129.75 | 4129.75
2023-02-21 03:00 | DK1 | 0 | 3067.125 | 1007.1667 | 4074.2917 | 4074.2917
2023-02-21 04:00 | DK1 | 0 | 2971.5 | 1068.6666 | 4040.1666 | 4040.1666
2023-02-21 05:00 | DK1 | 0.0125 | 2864.4167 | 1077.7916 | 3942.2209 | 3942.2084
2023-02-21 06:00 | DK1 | 0.02625 | 2602.5833 | 1047.0834 | 3649.6929 | 3649.6666
2023-02-21 07:00 | DK1 | 5.3279 | 2416.6667 | 1073.5416 | 3495.5363 | 3490.2084
2023-02-21 08:00 | DK1 | 114.8442 | 2414.625 | 1055.3334 | 3584.8025 | 3469.9584
2023-02-21 09:00 | DK1 | 273.8937 | 1999.4166 | 840.4583 | 3113.7687 | 2839.8749
2023-02-21 10:00 | DK1 | 570.4733 | 1738.125 | 833.875 | 3142.4733 | 2572
2023-02-21 11:00 | DK1 | 669.5938 | 1689.5 | 884.0833 | 3243.1771 | 2573.5833
2023-02-21 12:00 | DK1 | 633.1437 | 1470.5416 | 774.6667 | 2878.3521 | 2245.2083
2023-02-21 13:00 | DK1 | 536.5429 | 1193.5834 | 374.75 | 2104.8763 | 1568.3334
2023-02-21 14:00 | DK1 | 453.2975 | 982.625 | 199.1667 | 1635.0892 | 1181.7917
2023-02-21 15:00 | DK1 | 353.5529 | 724.2917 | 134.25 | 1212.0946 | 858.5417
2023-02-21 16:00 | DK1 | 111.3925 | 507.0833 | 32.5417 | 651.0175 | 539.625
2023-02-21 17:00 | DK1 | 25.9508 | 227.7917 | 43.5 | 297.2425 | 271.2917
2023-02-21 18:00 | DK1 | 1.1967 | 128.1667 | 30.375 | 159.7383 | 158.5417
2023-02-21 19:00 | DK1 | 0.14583 | 117.75 | 39.3333 | 157.2292 | 157.0833
2023-02-21 20:00 | DK1 | 0.11875 | 89.2917 | 42.5833 | 131.9937 | 131.875
2023-02-21 21:00 | DK1 | 0.0925 | 79.8333 | 69.0833 | 149.0092 | 148.9167
2023-02-21 22:00 | DK1 | 0.070417 | 88.7917 | 221.875 | 310.7371 | 310.6667
2023-02-21 23:00 | DK1 | 0.0475 | 110.25 | 227.25 | 337.5475 | 337.5
2023-02-22 | DK1 | 0.027083 | 151.625 | 241.7917 | 393.4438 | 393.4167
2023-02-22 01:00 | DK1 | 0 | 181.9167 | 303.7083 | 485.625 | 485.625
2023-02-22 02:00 | DK1 | 0 | 208.0417 | 271.7917 | 479.8333 | 479.8333
2023-02-22 03:00 | DK1 | 0 | 232.8333 | 182.9167 | 415.75 | 415.75
2023-02-22 04:00 | DK1 | 0 | 245.9583 | 149.0833 | 395.0417 | 395.0417
2023-02-22 05:00 | DK1 | 0.0125 | 266 | 231.8333 | 497.8458 | 497.8333
2023-02-22 06:00 | DK1 | 0.02625 | 259.7917 | 215.5833 | 475.4012 | 475.375
2023-02-22 07:00 | DK1 | 3.0162 | 247.5 | 236.0833 | 486.5996 | 483.5833
2023-02-22 08:00 | DK1 | 52.4546 | 393.25 | 342.5417 | 788.2462 | 735.7917
2023-02-22 09:00 | DK1 | 89.2288 | 425.4167 | 392.4167 | 907.0621 | 817.8333
2023-02-22 10:00 | DK1 | 148.8167 | 418.5 | 513.1667 | 1080.4834 | 931.6667
2023-02-22 11:00 | DK1 | 163.1571 | 471 | 675.25 | 1309.4071 | 1146.25
2023-02-22 12:00 | DK1 | 197.2704 | 593.8333 | 687.9583 | 1479.062 | 1281.7916
2023-02-22 13:00 | DK1 | 132.0129 | 648.8333 | 638.9167 | 1419.7629 | 1287.75
2023-02-22 14:00 | DK1 | 108.6913 | 707.5833 | 612.7917 | 1429.0663 | 1320.375
2023-02-22 15:00 | DK1 | 72.3408 | 774.5833 | 593.4167 | 1440.3408 | 1368
2023-02-22 16:00 | DK1 | 22.4988 | 988.625 | 561.7917 | 1572.9154 | 1550.4167
2023-02-22 17:00 | DK1 | 5.9992 | 1125.375 | 567.4167 | 1698.7909 | 1692.7917
2023-02-22 18:00 | DK1 | 0.14375 | 1179.9166 | 630.375 | 1810.4354 | 1810.2916
2023-02-22 19:00 | DK1 | 0.14375 | 1279.1666 | 795.5417 | 2074.8521 | 2074.7083
2023-02-22 20:00 | DK1 | 0.11417 | 1167.7084 | 782.8333 | 1950.6559 | 1950.5417
2023-02-22 21:00 | DK1 | 0.09125 | 1123.7916 | 867.7083 | 1991.5912 | 1991.4999
2023-02-22 22:00 | DK1 | 0.069167 | 1040.0416 | 745.25 | 1785.3608 | 1785.2916
2023-02-22 23:00 | DK1 | 0.0475 | 793.6667 | 595.9583 | 1389.6725 | 1389.625
2023-02-23 | DK1 | 0.02375 | 625.625 | 470.75 | 1096.3988 | 1096.375
2023-02-23 01:00 | DK1 | 0 | 497.125 | 465.625 | 962.75 | 962.75
2023-02-23 02:00 | DK1 | 0 | 328.25 | 403.9167 | 732.1667 | 732.1667
2023-02-23 03:00 | DK1 | 0 | 232.25 | 330.3333 | 562.5833 | 562.5833
2023-02-23 04:00 | DK1 | 0 | 169.4583 | 306.0417 | 475.5 | 475.5
2023-02-23 05:00 | DK1 | 0.0125 | 137.2917 | 250.25 | 387.5542 | 387.5417
2023-02-23 06:00 | DK1 | 0.02625 | 107.25 | 280.0833 | 387.3596 | 387.3333
2023-02-23 07:00 | DK1 | 2.665 | 99 | 325.25 | 426.915 | 424.25
2023-02-23 08:00 | DK1 | 51.9904 | 209.375 | 387.625 | 648.9904 | 597
2023-02-23 09:00 | DK1 | 59.1229 | 273.5833 | 573.7083 | 906.4146 | 847.2917
2023-02-23 10:00 | DK1 | 130.2108 | 373.5417 | 755.4583 | 1259.2108 | 1129
2023-02-23 11:00 | DK1 | 211.5571 | 535.4583 | 734.7917 | 1481.8071 | 1270.25
2023-02-23 12:00 | DK1 | 296.2554 | 781.1667 | 734.0417 | 1811.4638 | 1515.2084
2023-02-23 13:00 | DK1 | 317.2725 | 1227 | 743.875 | 2288.1475 | 1970.875
2023-02-23 14:00 | DK1 | 377.3233 | 1519.9584 | 774.9583 | 2672.24 | 2294.9167
2023-02-23 15:00 | DK1 | 301.5787 | 1611.2916 | 772.1667 | 2685.037 | 2383.4583
2023-02-23 16:00 | DK1 | 123.4771 | 1522.75 | 753.5833 | 2399.8104 | 2276.3333
2023-02-23 17:00 | DK1 | 15.5658 | 1257.2916 | 914.7917 | 2187.6491 | 2172.0833
2023-02-23 18:00 | DK1 | 1.5925 | 1204.5416 | 945.0833 | 2151.2174 | 2149.6249
2023-02-23 19:00 | DK1 | 0.13583 | 1361.25 | 935.4583 | 2296.8441 | 2296.7083
2023-02-23 20:00 | DK1 | 0.105 | 1254.9584 | 768.75 | 2023.8134 | 2023.7084
2023-02-23 21:00 | DK1 | 0.086667 | 1186.1666 | 722.7917 | 1909.045 | 1908.9583
2023-02-23 22:00 | DK1 | 0.069167 | 1088.5834 | 647.2917 | 1735.9442 | 1735.8751
2023-02-23 23:00 | DK1 | 0.04375 | 1271.5416 | 804.25 | 2075.8354 | 2075.7916
2023-02-24 | DK1 | 0.30958 | 1424.7916 | 840.3333 | 2265.4345 | 2265.1249
2023-02-24 01:00 | DK1 | 0.04125 | 1693.5 | 854.25 | 2547.7913 | 2547.75
2023-02-24 02:00 | DK1 | 0 | 2134.3333 | 844.25 | 2978.5833 | 2978.5833
2023-02-24 03:00 | DK1 | 0 | 2411.4167 | 946.8333 | 3358.2501 | 3358.2501
2023-02-24 04:00 | DK1 | 0 | 2641.6667 | 1072.2084 | 3713.8751 | 3713.8751
2023-02-24 05:00 | DK1 | 0.0125 | 2608.2917 | 1108.375 | 3716.6792 | 3716.6667
2023-02-24 06:00 | DK1 | 0.025417 | 2091.9167 | 1049.625 | 3141.5672 | 3141.5417
2023-02-24 07:00 | DK1 | 6.1158 | 2019.1666 | 1095.7084 | 3120.9908 | 3114.875
2023-02-24 08:00 | DK1 | 99.7092 | 2087.0417 | 1056.625 | 3243.3759 | 3143.6667
2023-02-24 09:00 | DK1 | 204.5342 | 1838.75 | 1007 | 3050.2842 | 2845.75
2023-02-24 10:00 | DK1 | 278.68 | 1859.5834 | 1020.8333 | 3159.0967 | 2880.4167
2023-02-24 11:00 | DK1 | 435.0804 | 2112.2917 | 938.0417 | 3485.4138 | 3050.3334
2023-02-24 12:00 | DK1 | 435.1462 | 2155.1667 | 972.75 | 3563.063 | 3127.9167
2023-02-24 13:00 | DK1 | 495.1158 | 2351.9167 | 1006.2083 | 3853.2409 | 3358.1251
2023-02-24 14:00 | DK1 | 530.9683 | 2384.875 | 1037.5834 | 3953.4267 | 3422.4584
2023-02-24 15:00 | DK1 | 310.0371 | 2666.7083 | 1105.75 | 4082.4953 | 3772.4583
2023-02-24 16:00 | DK1 | 73.8246 | 2644.9583 | 1079 | 3797.7828 | 3723.9583
2023-02-24 17:00 | DK1 | 23.795 | 2824.875 | 1075.875 | 3924.545 | 3900.75
2023-02-24 18:00 | DK1 | 2.8312 | 2569.25 | 1059.75 | 3631.8313 | 3629
2023-02-24 19:00 | DK1 | 0.14 | 2953.5833 | 1095.6666 | 4049.3899 | 4049.2499
2023-02-24 20:00 | DK1 | 0.11208 | 2900.25 | 1124.0834 | 4024.4455 | 4024.3334
2023-02-24 21:00 | DK1 | 0.092083 | 2856.2917 | 1110.1666 | 3966.5505 | 3966.4584
2023-02-24 22:00 | DK1 | 0.07 | 2617.0833 | 1101.4584 | 3718.6116 | 3718.5416
2023-02-24 23:00 | DK1 | 0.25292 | 2530.7917 | 1107.875 | 3638.9197 | 3638.6667
2023-02-25 | DK1 | 0.024583 | 2225.7917 | 1083.9166 | 3309.733 | 3309.7084
2023-02-25 01:00 | DK1 | 0 | 2276 | 1106.4166 | 3382.4166 | 3382.4166
2023-02-25 02:00 | DK1 | 0 | 2206.5833 | 1080.4166 | 3286.9999 | 3286.9999
2023-02-25 03:00 | DK1 | 0 | 2271.9167 | 1086.9584 | 3358.8751 | 3358.8751
2023-02-25 04:00 | DK1 | 0 | 2325.9583 | 1099.5 | 3425.4583 | 3425.4583
2023-02-25 05:00 | DK1 | 0.0125 | 2359.3333 | 1116.5 | 3475.8458 | 3475.8333
2023-02-25 06:00 | DK1 | 0.025417 | 2156.4167 | 1089.125 | 3245.5672 | 3245.5417
2023-02-25 07:00 | DK1 | 14.6592 | 2079.7083 | 1106.9166 | 3201.284 | 3186.6249
2023-02-25 08:00 | DK1 | 189.6321 | 2163.5 | 1101.5834 | 3454.7155 | 3265.0834
2023-02-25 09:00 | DK1 | 385.2412 | 2029.875 | 1106.0834 | 3521.1996 | 3135.9584
2023-02-25 10:00 | DK1 | 685.8942 | 2339.3333 | 1116.5416 | 4141.769 | 3455.8749
2023-02-25 11:00 | DK1 | 858.3137 | 2743.875 | 1102.4166 | 4704.6053 | 3846.2916
2023-02-25 12:00 | DK1 | 823.6163 | 2825.2917 | 1058.1666 | 4707.0746 | 3883.4584
2023-02-25 13:00 | DK1 | 751.0325 | 2555.25 | 1041.625 | 4347.9075 | 3596.875
2023-02-25 14:00 | DK1 | 645.4183 | 2639 | 1054.3334 | 4338.7517 | 3693.3334
2023-02-25 15:00 | DK1 | 457.545 | 2574.4167 | 1026.5416 | 4058.5034 | 3600.9584
2023-02-25 16:00 | DK1 | 175.4438 | 2586.25 | 1100.0416 | 3861.7354 | 3686.2916
2023-02-25 17:00 | DK1 | 39.9779 | 2236.5833 | 1120.9166 | 3397.4778 | 3357.4999
2023-02-25 18:00 | DK1 | 6.1542 | 1779.8334 | 1050.0834 | 2836.0709 | 2829.9167
2023-02-25 19:00 | DK1 | 0.14667 | 1622.1666 | 1102 | 2724.3133 | 2724.1666
2023-02-25 20:00 | DK1 | 0.11583 | 1332.0416 | 1089.8334 | 2421.9908 | 2421.875
2023-02-25 21:00 | DK1 | 0.51917 | 1200.625 | 1042 | 2243.1442 | 2242.625
2023-02-25 22:00 | DK1 | 0.39292 | 1105.9166 | 1038.625 | 2144.9345 | 2144.5416
2023-02-25 23:00 | DK1 | 0.26625 | 992.5 | 873.875 | 1866.6412 | 1866.375
2023-02-26 | DK1 | 0.027917 | 821.375 | 797.625 | 1619.0279 | 1619
2023-02-26 01:00 | DK1 | 0.015833 | 788.2917 | 719.0417 | 1507.3492 | 1507.3334
2023-02-26 02:00 | DK1 | 0 | 797.7083 | 576.7083 | 1374.4166 | 1374.4166
2023-02-26 03:00 | DK1 | 0 | 838.3333 | 417.1667 | 1255.5 | 1255.5
2023-02-26 04:00 | DK1 | 0 | 955.5 | 485.9583 | 1441.4583 | 1441.4583
2023-02-26 05:00 | DK1 | 0.0125 | 886.5 | 462.4583 | 1348.9708 | 1348.9583
2023-02-26 06:00 | DK1 | 0.025417 | 697.625 | 587.5417 | 1285.1921 | 1285.1667
2023-02-26 07:00 | DK1 | 19.4929 | 724.2083 | 555.4167 | 1299.1179 | 1279.625
2023-02-26 08:00 | DK1 | 214.4392 | 732.625 | 518.6667 | 1465.7308 | 1251.2917
2023-02-26 09:00 | DK1 | 389.7746 | 640.6667 | 486.6667 | 1517.1079 | 1127.3333
2023-02-26 10:00 | DK1 | 652.3762 | 648.5833 | 420.0417 | 1721.0012 | 1068.625
2023-02-26 11:00 | DK1 | 928.4138 | 901.125 | 401.7083 | 2231.2471 | 1302.8333
2023-02-26 12:00 | DK1 | 934.8021 | 1267.5416 | 335.0417 | 2537.3853 | 1602.5833
2023-02-26 13:00 | DK1 | 817.7062 | 1081.0416 | 399.875 | 2298.6229 | 1480.9166
2023-02-26 14:00 | DK1 | 754.9437 | 875.9583 | 432.9167 | 2063.8187 | 1308.875
2023-02-26 15:00 | DK1 | 531.0629 | 682.7083 | 475.875 | 1689.6462 | 1158.5833
2023-02-26 16:00 | DK1 | 186.7583 | 600.375 | 469.5 | 1256.6333 | 1069.875
2023-02-26 17:00 | DK1 | 49.7808 | 428.125 | 512.1667 | 990.0725 | 940.2917
2023-02-26 18:00 | DK1 | 4.7392 | 342.4583 | 532.375 | 879.5725 | 874.8333
2023-02-26 19:00 | DK1 | 0.12833 | 498.5417 | 480.9583 | 979.6283 | 979.5
2023-02-26 20:00 | DK1 | 0.11125 | 542.375 | 323.8333 | 866.3196 | 866.2083
2023-02-26 21:00 | DK1 | 0.09 | 553.7083 | 265.375 | 819.1733 | 819.0833
2023-02-26 22:00 | DK1 | 0.07 | 529.625 | 220.5833 | 750.2783 | 750.2083
2023-02-26 23:00 | DK1 | 0.050833 | 440.75 | 145.5417 | 586.3425 | 586.2917
2023-02-27 | DK1 | 0.02625 | 404.7917 | 72.8333 | 477.6512 | 477.625
2023-02-27 01:00 | DK1 | 0.00125 | 227.6667 | 46.7083 | 274.3763 | 274.375
2023-02-27 02:00 | DK1 | 0 | 161.1667 | 10.9167 | 172.0833 | 172.0833
2023-02-27 03:00 | DK1 | 0 | 152.5 | 7.5417 | 160.0417 | 160.0417
2023-02-27 04:00 | DK1 | 0 | 173.8333 | 26.8333 | 200.6667 | 200.6667
2023-02-27 05:00 | DK1 | 0.0125 | 152.75 | 39.625 | 192.3875 | 192.375
2023-02-27 06:00 | DK1 | 0.025417 | 200.9583 | 40.125 | 241.1087 | 241.0833
2023-02-27 07:00 | DK1 | 16.8917 | 163.3333 | 37.875 | 218.1 | 201.2083
2023-02-27 08:00 | DK1 | 171.3396 | 147.2083 | 38.7917 | 357.3396 | 186
2023-02-27 09:00 | DK1 | 431.84 | 102.75 | 60.4583 | 595.0483 | 163.2083
2023-02-27 10:00 | DK1 | 731.5933 | 82.3333 | 47.9167 | 861.8433 | 130.25
2023-02-27 11:00 | DK1 | 827.8779 | 77.5 | 66.3333 | 971.7113 | 143.8333
2023-02-27 12:00 | DK1 | 912.7812 | 90.75 | 73.9583 | 1077.4896 | 164.7083
2023-02-27 13:00 | DK1 | 938.2534 | 142.2083 | 63.5833 | 1144.045 | 205.7917
2023-02-27 14:00 | DK1 | 766.42 | 162.125 | 49.8333 | 978.3783 | 211.9583
2023-02-27 15:00 | DK1 | 482.9254 | 144.875 | 57.625 | 685.4254 | 202.5
2023-02-27 16:00 | DK1 | 268.9842 | 119.4583 | 54.0833 | 442.5258 | 173.5417
2023-02-27 17:00 | DK1 | 38.8483 | 106.75 | 57.7083 | 203.3067 | 164.4583
2023-02-27 18:00 | DK1 | 3.8675 | 130.0417 | 45.5833 | 179.4925 | 175.625
2023-02-27 19:00 | DK1 | 0.14458 | 273.5833 | 62.4167 | 336.1446 | 336
2023-02-27 20:00 | DK1 | 0.11708 | 263.5833 | 74.0833 | 337.7838 | 337.6667
2023-02-27 21:00 | DK1 | 0.098333 | 201.625 | 103.375 | 305.0983 | 305
2023-02-27 22:00 | DK1 | 0.075417 | 147.9167 | 95.5833 | 243.5754 | 243.5
2023-02-27 23:00 | DK1 | 0.051667 | 129.4167 | 58.9583 | 188.4267 | 188.375
2023-02-28 | DK1 | 0.02875 | 138.75 | 14.625 | 153.4038 | 153.375
2023-02-28 01:00 | DK1 | 0 | 98.4167 | 31.2083 | 129.625 | 129.625
2023-02-28 02:00 | DK1 | 0 | 69.7083 | 40.2083 | 109.9167 | 109.9167
2023-02-28 03:00 | DK1 | 0 | 66.75 | 65.0833 | 131.8333 | 131.8333
2023-02-28 04:00 | DK1 | 0 | 90.4583 | 47.0417 | 137.5 | 137.5
2023-02-28 05:00 | DK1 | 0.011667 | 95.4167 | 35.375 | 130.8033 | 130.7917
2023-02-28 06:00 | DK1 | 0.028333 | 125.4167 | 3.8333 | 129.2783 | 129.25
2023-02-28 07:00 | DK1 | 22.9225 | 117.375 | 1.625 | 141.9225 | 119
2023-02-28 08:00 | DK1 | 194.7513 | 121.0833 | 4.5417 | 320.3763 | 125.625
2023-02-28 09:00 | DK1 | 384.8283 | 84.25 | 0 | 469.0783 | 84.25
2023-02-28 10:00 | DK1 | 621.3308 | 43.5833 | 0 | 664.9141 | 43.5833
2023-02-28 11:00 | DK1 | 798.9308 | 31.4583 | 0.125 | 830.5142 | 31.5833
2023-02-28 12:00 | DK1 | 829.2721 | 48.2083 | 3.7083 | 881.1888 | 51.9167
2023-02-28 13:00 | DK1 | 812.775 | 45.125 | 7 | 864.9 | 52.125
2023-02-28 14:00 | DK1 | 745.76 | 50.75 | 3.2083 | 799.7183 | 53.9583
2023-02-28 15:00 | DK1 | 562.6496 | 59.875 | 1.3333 | 623.8579 | 61.2083
2023-02-28 16:00 | DK1 | 299.6313 | 47.2917 | 6.5 | 353.4229 | 53.7917
2023-02-28 17:00 | DK1 | 43.8808 | 57.5417 | 14.3333 | 115.7558 | 71.875
2023-02-28 18:00 | DK1 | 3.6958 | 65.4583 | 6.375 | 75.5292 | 71.8333
2023-02-28 19:00 | DK1 | 0.12 | 73.4583 | 3.7083 | 77.2867 | 77.1667
2023-02-28 20:00 | DK1 | 0.11792 | 60.1667 | 19.9167 | 80.2013 | 80.0833
2023-02-28 21:00 | DK1 | 0.0975 | 53.5417 | 2.25 | 55.8892 | 55.7917
2023-02-28 22:00 | DK1 | 0.075 | 55.875 | 17.2083 | 73.1583 | 73.0833
2023-02-28 23:00 | DK1 | 0.0525 | 47.25 | 28.125 | 75.4275 | 75.375
2023-03-01 | DK1 | 0.02875 | 42.6667 | 34.375 | 77.0704 | 77.0417
2023-03-01 01:00 | DK1 | 0.002083 | 35.8333 | 52.0417 | 87.8771 | 87.875
2023-03-01 02:00 | DK1 | 0 | 35 | 17.7917 | 52.7917 | 52.7917
2023-03-01 03:00 | DK1 | 0 | 38.7083 | 11.875 | 50.5833 | 50.5833
2023-03-01 04:00 | DK1 | 0 | 38.7083 | 24.3333 | 63.0417 | 63.0417
2023-03-01 05:00 | DK1 | 0.011667 | 35.4167 | 15.7083 | 51.1367 | 51.125
2023-03-01 06:00 | DK1 | 0.03375 | 31.7083 | 21.7917 | 53.5337 | 53.5
2023-03-01 07:00 | DK1 | 20.0246 | 28.625 | 29.0417 | 77.6912 | 57.6667
2023-03-01 08:00 | DK1 | 143.5992 | 36.25 | 32.7917 | 212.6408 | 69.0417
2023-03-01 09:00 | DK1 | 210.5467 | 36.125 | 27.75 | 274.4217 | 63.875
2023-03-01 10:00 | DK1 | 298.7737 | 57.625 | 3.4167 | 359.8154 | 61.0417
2023-03-01 11:00 | DK1 | 384.6883 | 56.7083 | 29.7917 | 471.1883 | 86.5
2023-03-01 12:00 | DK1 | 496.8083 | 50.25 | 19.9167 | 566.975 | 70.1667
2023-03-01 13:00 | DK1 | 554.7733 | 42.1667 | 13.5 | 610.44 | 55.6667
2023-03-01 14:00 | DK1 | 551.7654 | 59.8333 | 11.375 | 622.9738 | 71.2083
2023-03-01 15:00 | DK1 | 480.4608 | 68.0833 | 38.7083 | 587.2525 | 106.7917
2023-03-01 16:00 | DK1 | 266.3267 | 77.25 | 47.5833 | 391.16 | 124.8333
2023-03-01 17:00 | DK1 | 43.2017 | 113.4583 | 89.4583 | 246.1183 | 202.9167
2023-03-01 18:00 | DK1 | 7.5758 | 135.75 | 125.6667 | 268.9925 | 261.4167
2023-03-01 19:00 | DK1 | 0.13958 | 251 | 152.9167 | 404.0563 | 403.9167
2023-03-01 20:00 | DK1 | 0.12542 | 268.0833 | 174.2083 | 442.4171 | 442.2917
2023-03-01 21:00 | DK1 | 0.098333 | 236.7917 | 207.3333 | 444.2233 | 444.125
2023-03-01 22:00 | DK1 | 0.079167 | 207.3333 | 171.7083 | 379.1208 | 379.0417
2023-03-01 23:00 | DK1 | 0.050833 | 177.6667 | 150.3333 | 328.0508 | 328
2023-03-02 | DK1 | 0.02625 | 193 | 61.375 | 254.4013 | 254.375
2023-03-02 01:00 | DK1 | 0.00125 | 168.5417 | 75.3333 | 243.8763 | 243.875
2023-03-02 02:00 | DK1 | 0 | 197.125 | 70.875 | 268 | 268
2023-03-02 03:00 | DK1 | 0 | 251.75 | 70.1667 | 321.9167 | 321.9167
2023-03-02 04:00 | DK1 | 0 | 281.6667 | 73.9167 | 355.5833 | 355.5833
2023-03-02 05:00 | DK1 | 0.011667 | 326.5833 | 74.5417 | 401.1367 | 401.125
2023-03-02 06:00 | DK1 | 0.052083 | 352.9583 | 56.7083 | 409.7188 | 409.6667
2023-03-02 07:00 | DK1 | 30.1575 | 287.75 | 82.2083 | 400.1158 | 369.9583
2023-03-02 08:00 | DK1 | 192.475 | 207.0417 | 65.0417 | 464.5583 | 272.0833
2023-03-02 09:00 | DK1 | 430.0883 | 110.5417 | 43.7917 | 584.4217 | 154.3333
2023-03-02 10:00 | DK1 | 719.8908 | 41.6667 | 11.0417 | 772.5991 | 52.7083
2023-03-02 11:00 | DK1 | 836.8721 | 30.5 | 11.4583 | 878.8304 | 41.9583
2023-03-02 12:00 | DK1 | 927.4521 | 66.0833 | 7.7917 | 1001.3271 | 73.875
2023-03-02 13:00 | DK1 | 938.5221 | 122.0417 | 24.2917 | 1084.8554 | 146.3333
2023-03-02 14:00 | DK1 | 776.5071 | 194.2083 | 28.3333 | 999.0487 | 222.5417
2023-03-02 15:00 | DK1 | 542.6704 | 269.5833 | 90.7083 | 902.9621 | 360.2917
2023-03-02 16:00 | DK1 | 290.7471 | 300 | 169.5833 | 760.3304 | 469.5833
2023-03-02 17:00 | DK1 | 54.5183 | 308.5833 | 200.6667 | 563.7683 | 509.25
2023-03-02 18:00 | DK1 | 6.8975 | 311.125 | 225.4167 | 543.4392 | 536.5417
2023-03-02 19:00 | DK1 | 0.14625 | 443.0833 | 158.375 | 601.6046 | 601.4583
2023-03-02 20:00 | DK1 | 0.13 | 559.0833 | 201.5417 | 760.755 | 760.625
2023-03-02 21:00 | DK1 | 0.11 | 596.5833 | 193.125 | 789.8183 | 789.7083
2023-03-02 22:00 | DK1 | 0.0825 | 580.375 | 277.625 | 858.0825 | 858
2023-03-02 23:00 | DK1 | 0.055417 | 468.2083 | 299.9583 | 768.2221 | 768.1667
2023-03-03 | DK1 | 0.028333 | 485.5833 | 307.625 | 793.2367 | 793.2083
2023-03-03 01:00 | DK1 | 0 | 387.2083 | 393.0833 | 780.2917 | 780.2917
2023-03-03 02:00 | DK1 | 0 | 300.9583 | 356.5417 | 657.5 | 657.5
2023-03-03 03:00 | DK1 | 0 | 215.2083 | 295.625 | 510.8333 | 510.8333
2023-03-03 04:00 | DK1 | 0 | 171.0417 | 254.5417 | 425.5833 | 425.5833
2023-03-03 05:00 | DK1 | 0.011667 | 101.5833 | 228.0833 | 329.6783 | 329.6667
2023-03-03 06:00 | DK1 | 0.082917 | 59.7917 | 210.9583 | 270.8329 | 270.75
2023-03-03 07:00 | DK1 | 33.8438 | 45.125 | 217 | 295.9688 | 262.125
2023-03-03 08:00 | DK1 | 203.2496 | 61.9583 | 125 | 390.2079 | 186.9583
2023-03-03 09:00 | DK1 | 228.1525 | 77.9167 | 180.375 | 486.4442 | 258.2917
2023-03-03 10:00 | DK1 | 399.2812 | 146.2083 | 174.75 | 720.2396 | 320.9583
2023-03-03 11:00 | DK1 | 605.2475 | 307.5417 | 276.0833 | 1188.8725 | 583.625
2023-03-03 12:00 | DK1 | 917.7029 | 483.5417 | 234.5 | 1635.7446 | 718.0417
2023-03-03 13:00 | DK1 | 912.6529 | 1006.125 | 314.2917 | 2233.0695 | 1320.4167
2023-03-03 14:00 | DK1 | 786.6996 | 1644.4166 | 497.5833 | 2928.6996 | 2142
2023-03-03 15:00 | DK1 | 574.3892 | 2158.2083 | 805.6667 | 3538.2641 | 2963.8749
2023-03-03 16:00 | DK1 | 314.4075 | 2610.375 | 1031.0834 | 3955.8659 | 3641.4584
2023-03-03 17:00 | DK1 | 46.3312 | 2646.0833 | 1050.7916 | 3743.2061 | 3696.8749
2023-03-03 18:00 | DK1 | 9.9321 | 2467.4583 | 1012.125 | 3489.5153 | 3479.5833
2023-03-03 19:00 | DK1 | 0.11792 | 2822.25 | 1032.5 | 3854.8679 | 3854.75
2023-03-03 20:00 | DK1 | 1.4858 | 2769.7917 | 1087.5834 | 3858.861 | 3857.3751
2023-03-03 21:00 | DK1 | 1.3004 | 2759.5833 | 1097.0834 | 3857.967 | 3856.6666
2023-03-03 22:00 | DK1 | 0.98542 | 2647.0417 | 1075.9166 | 3723.9438 | 3722.9584
2023-03-03 23:00 | DK1 | 0.285 | 2705.4583 | 1053.7084 | 3759.4516 | 3759.1666
2023-03-04 | DK1 | 0.155 | 2538.1667 | 1015.875 | 3554.1967 | 3554.0417
2023-03-04 01:00 | DK1 | 0.019167 | 2233.625 | 1066.3334 | 3299.9775 | 3299.9584
2023-03-04 02:00 | DK1 | 0 | 2403 | 1028.0834 | 3431.0834 | 3431.0834
2023-03-04 03:00 | DK1 | 0 | 1988.5 | 1027.125 | 3015.625 | 3015.625
2023-03-04 04:00 | DK1 | 0.000417 | 1924.2916 | 341.3333 | 2265.6254 | 2265.625
2023-03-04 05:00 | DK1 | 0.012083 | 2113.7917 | 328.6667 | 2442.4705 | 2442.4584
2023-03-04 06:00 | DK1 | 0.15333 | 2067 | 296.0833 | 2363.2367 | 2363.0833
2023-03-04 07:00 | DK1 | 45.275 | 1673.7916 | 790.0417 | 2509.1083 | 2463.8333
2023-03-04 08:00 | DK1 | 249.5417 | 1625 | 952.6667 | 2827.2084 | 2577.6667
2023-03-04 09:00 | DK1 | 407.8008 | 1353.2916 | 1025.5416 | 2786.6341 | 2378.8333
2023-03-04 10:00 | DK1 | 684.6537 | 1113 | 959 | 2756.6537 | 2072
2023-03-04 11:00 | DK1 | 823.3996 | 789.25 | 975.25 | 2587.8996 | 1764.5
2023-03-04 12:00 | DK1 | 746.4796 | 561.9167 | 1000.75 | 2309.1462 | 1562.6667
2023-03-04 13:00 | DK1 | 732.3796 | 634.7083 | 955.5417 | 2322.6296 | 1590.25
2023-03-04 14:00 | DK1 | 569.0979 | 770.5833 | 802.9583 | 2142.6395 | 1573.5416
2023-03-04 15:00 | DK1 | 388.9463 | 982.5 | 810.0417 | 2181.4879 | 1792.5417
2023-03-04 16:00 | DK1 | 198.92 | 1037 | 794.625 | 2030.545 | 1831.625
2023-03-04 17:00 | DK1 | 21.3521 | 1067.0416 | 755.5417 | 1843.9354 | 1822.5833
2023-03-04 18:00 | DK1 | 4.8258 | 968.6667 | 743.625 | 1717.1175 | 1712.2917
2023-03-04 19:00 | DK1 | 0.85958 | 988.2917 | 765.7083 | 1754.8596 | 1754
2023-03-04 20:00 | DK1 | 0.7325 | 1086.7084 | 788.125 | 1875.5659 | 1874.8334
2023-03-04 21:00 | DK1 | 0.59708 | 1206.5834 | 807.2083 | 2014.3888 | 2013.7917
2023-03-04 22:00 | DK1 | 0.45 | 1171.25 | 766.0417 | 1937.7417 | 1937.2917
2023-03-04 23:00 | DK1 | 0.30583 | 1088.6666 | 746.5 | 1835.4725 | 1835.1666
2023-03-05 | DK1 | 0.1625 | 1024.625 | 783.5 | 1808.2875 | 1808.125
2023-03-05 01:00 | DK1 | 0 | 836.375 | 813.875 | 1650.25 | 1650.25
2023-03-05 02:00 | DK1 | 0 | 875.4167 | 826.3333 | 1701.75 | 1701.75
2023-03-05 03:00 | DK1 | 0 | 656.4583 | 827.4583 | 1483.9166 | 1483.9166
2023-03-05 04:00 | DK1 | 0.000417 | 513.1667 | 836.6667 | 1349.8338 | 1349.8334
2023-03-05 05:00 | DK1 | 0.012083 | 472.2083 | 863.5833 | 1335.8037 | 1335.7917
2023-03-05 06:00 | DK1 | 0.24167 | 327.9167 | 738.9167 | 1067.075 | 1066.8333
2023-03-05 07:00 | DK1 | 52.2683 | 306.5833 | 767.2917 | 1126.1434 | 1073.875
2023-03-05 08:00 | DK1 | 264.465 | 387.8333 | 826.2917 | 1478.59 | 1214.125
2023-03-05 09:00 | DK1 | 522.6863 | 301.375 | 766.625 | 1590.6863 | 1068
2023-03-05 10:00 | DK1 | 816.0158 | 405.6667 | 706.5417 | 1928.2242 | 1112.2083
2023-03-05 11:00 | DK1 | 973.9142 | 535.5 | 553.9583 | 2063.3725 | 1089.4583
2023-03-05 12:00 | DK1 | 879.9562 | 515.375 | 320.375 | 1715.7062 | 835.75
2023-03-05 13:00 | DK1 | 899.4683 | 512.6667 | 457.2083 | 1869.3434 | 969.875
2023-03-05 14:00 | DK1 | 789.2075 | 464.375 | 358.7917 | 1612.3742 | 823.1667
2023-03-05 15:00 | DK1 | 576.65 | 408 | 363.25 | 1347.9 | 771.25
2023-03-05 16:00 | DK1 | 320.9583 | 364.9583 | 376.5417 | 1062.4583 | 741.5
2023-03-05 17:00 | DK1 | 28.4013 | 231.3333 | 380.125 | 639.8596 | 611.4583
2023-03-05 18:00 | DK1 | 8.0358 | 144.0833 | 426.4583 | 578.5775 | 570.5417
2023-03-05 19:00 | DK1 | 0.12333 | 167.125 | 393.7917 | 561.04 | 560.9167
2023-03-05 20:00 | DK1 | 0.13 | 146.875 | 408 | 555.005 | 554.875
2023-03-05 21:00 | DK1 | 0.10333 | 143.0417 | 378.9583 | 522.1033 | 522
2023-03-05 22:00 | DK1 | 0.080833 | 170.1667 | 403.2083 | 573.4558 | 573.375
2023-03-05 23:00 | DK1 | 0.055417 | 207.375 | 400.3333 | 607.7638 | 607.7083
2023-03-06 | DK1 | 0.03 | 294 | 325.375 | 619.405 | 619.375
2023-03-06 01:00 | DK1 | 0.00125 | 367.5417 | 402.0833 | 769.6263 | 769.625
2023-03-06 02:00 | DK1 | 0 | 344.625 | 361.9583 | 706.5833 | 706.5833
2023-03-06 03:00 | DK1 | 0 | 341.2917 | 354.2083 | 695.5 | 695.5
2023-03-06 04:00 | DK1 | 0 | 302.375 | 321 | 623.375 | 623.375
2023-03-06 05:00 | DK1 | 0.011667 | 265.8333 | 251.4167 | 517.2617 | 517.25
2023-03-06 06:00 | DK1 | 0.27542 | 293 | 255.2917 | 548.5671 | 548.2917
2023-03-06 07:00 | DK1 | 55.4467 | 329.2083 | 315.0417 | 699.6967 | 644.25
2023-03-06 08:00 | DK1 | 273.1179 | 377.5 | 232.25 | 882.8679 | 609.75
2023-03-06 09:00 | DK1 | 519.4288 | 267.8333 | 181.3333 | 968.5954 | 449.1667
2023-03-06 10:00 | DK1 | 730.5675 | 212.7917 | 66.1667 | 1009.5258 | 278.9583
2023-03-06 11:00 | DK1 | 955.5125 | 206.5417 | 19.625 | 1181.6792 | 226.1667
2023-03-06 12:00 | DK1 | 835.3713 | 193.0417 | 16 | 1044.4129 | 209.0417
2023-03-06 13:00 | DK1 | 653.1454 | 168.0833 | 34.5 | 855.7288 | 202.5833
2023-03-06 14:00 | DK1 | 500.9558 | 145.0833 | 182.4167 | 828.4558 | 327.5
2023-03-06 15:00 | DK1 | 274.1554 | 150.125 | 208.2083 | 632.4888 | 358.3333
2023-03-06 16:00 | DK1 | 120.5246 | 157.0833 | 426.375 | 703.9829 | 583.4583
2023-03-06 17:00 | DK1 | 6.4854 | 196.7083 | 684.25 | 887.4437 | 880.9583
2023-03-06 18:00 | DK1 | 3.0554 | 300.7917 | 732.9583 | 1036.8054 | 1033.75
2023-03-06 19:00 | DK1 | 0.13083 | 650.4167 | 753.3333 | 1403.8808 | 1403.75
2023-03-06 20:00 | DK1 | 0.13875 | 1114.1666 | 741.2917 | 1855.5971 | 1855.4583
2023-03-06 21:00 | DK1 | 0.0875 | 1550.4584 | 767.1667 | 2317.7126 | 2317.6251
2023-03-06 22:00 | DK1 | 0.011667 | 2014.0416 | 826.7083 | 2840.7616 | 2840.7499
2023-03-06 23:00 | DK1 | 0 | 2312.7917 | 964.6667 | 3277.4584 | 3277.4584
2023-03-07 | DK1 | 0.39667 | 2519.5417 | 906.6667 | 3426.6051 | 3426.2084
2023-03-07 01:00 | DK1 | 0.091667 | 2365.375 | 955.3333 | 3320.8 | 3320.7083
2023-03-07 02:00 | DK1 | 0.000417 | 2109.5833 | 986.0833 | 3095.667 | 3095.6666
2023-03-07 03:00 | DK1 | 0 | 1922.4166 | 1022.4167 | 2944.8333 | 2944.8333
2023-03-07 04:00 | DK1 | 0 | 1627.25 | 1041.8334 | 2669.0834 | 2669.0834
2023-03-07 05:00 | DK1 | 0.010833 | 1333.7084 | 1043.7084 | 2377.4276 | 2377.4167
2023-03-07 06:00 | DK1 | 0.20083 | 801.4583 | 979.5833 | 1781.2425 | 1781.0416
2023-03-07 07:00 | DK1 | 31.1537 | 842.5 | 1006.25 | 1879.9037 | 1848.75
2023-03-07 08:00 | DK1 | 125.3571 | 1549.0416 | 978.6667 | 2653.0654 | 2527.7083
2023-03-07 09:00 | DK1 | 117.6258 | 1647.9584 | 1021.9583 | 2787.5425 | 2669.9167
2023-03-07 10:00 | DK1 | 189.6471 | 2445.25 | 899.2917 | 3534.1888 | 3344.5417
2023-03-07 11:00 | DK1 | 321.6896 | 2976.4583 | 888.8333 | 4186.9811 | 3865.2916
2023-03-07 12:00 | DK1 | 316.7021 | 3075.1667 | 1096.75 | 4488.6188 | 4171.9167
2023-03-07 13:00 | DK1 | 428.5537 | 3110.75 | 1099.125 | 4638.4287 | 4209.875
2023-03-07 14:00 | DK1 | 428.7225 | 3102.625 | 1076.375 | 4607.7225 | 4179
2023-03-07 15:00 | DK1 | 365.8575 | 2836.2917 | 1095.5 | 4297.6493 | 3931.7917
2023-03-07 16:00 | DK1 | 222.1408 | 2704.625 | 1039.7916 | 3966.5575 | 3744.4166
2023-03-07 17:00 | DK1 | 14.82 | 2121.125 | 869.3333 | 3005.2783 | 2990.4583
2023-03-07 18:00 | DK1 | 9.6913 | 1453.2916 | 842.4167 | 2305.3996 | 2295.7083
2023-03-07 19:00 | DK1 | 0.13333 | 1172.25 | 805.8333 | 1978.2166 | 1978.0833
2023-03-07 20:00 | DK1 | 1.7558 | 962.5417 | 784.8333 | 1749.1308 | 1747.375
2023-03-07 21:00 | DK1 | 0.11167 | 575.875 | 718 | 1293.9867 | 1293.875
2023-03-07 22:00 | DK1 | 0.08625 | 333.0833 | 923.5417 | 1256.7113 | 1256.625
2023-03-07 23:00 | DK1 | 0.05625 | 254.25 | 554.2083 | 808.5146 | 808.4583
2023-03-08 | DK1 | 0.030833 | 171.25 | 566.75 | 738.0308 | 738
2023-03-08 01:00 | DK1 | 0.06375 | 128.5417 | 389.7917 | 518.3971 | 518.3333
2023-03-08 02:00 | DK1 | 0 | 105 | 227.1667 | 332.1667 | 332.1667
2023-03-08 03:00 | DK1 | 0 | 113.3333 | 327.375 | 440.7083 | 440.7083
2023-03-08 04:00 | DK1 | 0 | 146.7083 | 91 | 237.7083 | 237.7083
2023-03-08 05:00 | DK1 | 0.010833 | 142.7917 | 70.5417 | 213.3442 | 213.3333
2023-03-08 06:00 | DK1 | 0.61375 | 97.9167 | 127.9583 | 226.4888 | 225.875
2023-03-08 07:00 | DK1 | 70.4908 | 82.8333 | 78.5 | 231.8242 | 161.3333
2023-03-08 08:00 | DK1 | 300.3287 | 66.875 | 53.7917 | 420.9954 | 120.6667
2023-03-08 09:00 | DK1 | 486.405 | 30.9583 | 31.75 | 549.1133 | 62.7083
2023-03-08 10:00 | DK1 | 739.0454 | 27.375 | 13.875 | 780.2954 | 41.25
2023-03-08 11:00 | DK1 | 844.69 | 29.25 | 3.75 | 877.69 | 33
2023-03-08 12:00 | DK1 | 881.04 | 27.5417 | 0 | 908.5816 | 27.5417
2023-03-08 13:00 | DK1 | 804.5679 | 29.3333 | 0 | 833.9013 | 29.3333
2023-03-08 14:00 | DK1 | 621.9621 | 32.125 | 0 | 654.0871 | 32.125
2023-03-08 15:00 | DK1 | 515.8571 | 35.7917 | 0 | 551.6487 | 35.7917
2023-03-08 16:00 | DK1 | 337.1917 | 25.125 | 0.125 | 362.4417 | 25.25
2023-03-08 17:00 | DK1 | 57.5262 | 29.6667 | 1.9167 | 89.1096 | 31.5833
2023-03-08 18:00 | DK1 | 14.5933 | 45.625 | 4.5 | 64.7183 | 50.125
2023-03-08 19:00 | DK1 | 0.11708 | 52.2917 | 11 | 63.4088 | 63.2917
2023-03-08 20:00 | DK1 | 0.13625 | 56.625 | 25.4167 | 82.1779 | 82.0417
2023-03-08 21:00 | DK1 | 0.10333 | 95.8333 | 32.125 | 128.0617 | 127.9583
2023-03-08 22:00 | DK1 | 0.087083 | 181.2083 | 36.4167 | 217.7121 | 217.625
2023-03-08 23:00 | DK1 | 0.05625 | 244.9167 | 56.8333 | 301.8063 | 301.75
2023-03-09 | DK1 | 0.030833 | 328.2917 | 51.2917 | 379.6142 | 379.5833
2023-03-09 01:00 | DK1 | 0.000417 | 378.9167 | 28.625 | 407.5421 | 407.5417
2023-03-09 02:00 | DK1 | 0 | 460.7083 | 37.1667 | 497.875 | 497.875
2023-03-09 03:00 | DK1 | 0 | 493.5 | 46.4167 | 539.9167 | 539.9167
2023-03-09 04:00 | DK1 | 0 | 557.7917 | 65.375 | 623.1667 | 623.1667
2023-03-09 05:00 | DK1 | 0.010833 | 587.4583 | 99.8333 | 687.3025 | 687.2916
2023-03-09 06:00 | DK1 | 0.79417 | 624.7917 | 125.6667 | 751.2525 | 750.4584
2023-03-09 07:00 | DK1 | 72.9175 | 682.7083 | 176.125 | 931.7508 | 858.8333
2023-03-09 08:00 | DK1 | 279.6992 | 818.25 | 185.7083 | 1283.6575 | 1003.9583
2023-03-09 09:00 | DK1 | 484.6642 | 693.125 | 233.2083 | 1410.9975 | 926.3333
2023-03-09 10:00 | DK1 | 682.7463 | 744.9167 | 282.1667 | 1709.8296 | 1027.0833
2023-03-09 11:00 | DK1 | 844.0975 | 910.9583 | 319.9167 | 2074.9724 | 1230.875
2023-03-09 12:00 | DK1 | 800.8159 | 1042.1666 | 342.5 | 2185.4825 | 1384.6666
2023-03-09 13:00 | DK1 | 642.3362 | 936.625 | 399.25 | 1978.2112 | 1335.875
2023-03-09 14:00 | DK1 | 395.0921 | 727.2083 | 392.5417 | 1514.842 | 1119.75
2023-03-09 15:00 | DK1 | 298.6396 | 486.2083 | 357.875 | 1142.7229 | 844.0833
2023-03-09 16:00 | DK1 | 153.43 | 301.7917 | 367.25 | 822.4716 | 669.0417
2023-03-09 17:00 | DK1 | 13.8708 | 291.2917 | 353.625 | 658.7875 | 644.9167
2023-03-09 18:00 | DK1 | 5.4442 | 188.7083 | 235.8333 | 429.9858 | 424.5417
2023-03-09 19:00 | DK1 | 0.13083 | 256.375 | 97.125 | 353.6308 | 353.5
2023-03-09 20:00 | DK1 | 0.14292 | 295.8333 | 111.875 | 407.8513 | 407.7083
2023-03-09 21:00 | DK1 | 0.115 | 346.3333 | 86.7917 | 433.24 | 433.125
2023-03-09 22:00 | DK1 | 0.0825 | 381.875 | 194 | 575.9575 | 575.875
2023-03-09 23:00 | DK1 | 0.05625 | 358.7917 | 209.0417 | 567.8896 | 567.8333
2023-03-10 | DK1 | 0.031667 | 302.8333 | 189.4167 | 492.2817 | 492.25
2023-03-10 01:00 | DK1 | 0.002083 | 211.75 | 191.625 | 403.3771 | 403.375
2023-03-10 02:00 | DK1 | 0 | 155.4167 | 123.8333 | 279.25 | 279.25
2023-03-10 03:00 | DK1 | 0 | 101.25 | 103 | 204.25 | 204.25
2023-03-10 04:00 | DK1 | 0 | 160.625 | 106.625 | 267.25 | 267.25
2023-03-10 05:00 | DK1 | 0.01 | 257.2083 | 127.75 | 384.9683 | 384.9583
2023-03-10 06:00 | DK1 | 0.88667 | 276.25 | 135.5417 | 412.6783 | 411.7917
2023-03-10 07:00 | DK1 | 70.1858 | 287.4167 | 240.25 | 597.8525 | 527.6667
2023-03-10 08:00 | DK1 | 254.835 | 376.0417 | 188.4167 | 819.2933 | 564.4583
2023-03-10 09:00 | DK1 | 266.915 | 304.3333 | 240.5417 | 811.79 | 544.875
2023-03-10 10:00 | DK1 | 350.2062 | 222.7917 | 233.5833 | 806.5812 | 456.375
2023-03-10 11:00 | DK1 | 407.1508 | 164.9167 | 208.125 | 780.1925 | 373.0417
2023-03-10 12:00 | DK1 | 445.9317 | 182.25 | 135.5833 | 763.765 | 317.8333
2023-03-10 13:00 | DK1 | 396.7112 | 180.5417 | 175.2917 | 752.5446 | 355.8333
2023-03-10 14:00 | DK1 | 325.4329 | 202.9583 | 185.4167 | 713.8079 | 388.375
2023-03-10 15:00 | DK1 | 247.1425 | 276.5 | 200.7917 | 724.4342 | 477.2917
2023-03-10 16:00 | DK1 | 116.5079 | 238.7083 | 256.2083 | 611.4246 | 494.9167
2023-03-10 17:00 | DK1 | 19.1454 | 227.625 | 290.2917 | 537.0621 | 517.9167
2023-03-10 18:00 | DK1 | 4.4904 | 268.625 | 309.5417 | 582.6571 | 578.1667
2023-03-10 19:00 | DK1 | 0.23042 | 327.625 | 399.3333 | 727.1888 | 726.9583
2023-03-10 20:00 | DK1 | 0.21833 | 303.9167 | 554.1667 | 858.3017 | 858.0833
2023-03-10 21:00 | DK1 | 0.17708 | 381.7917 | 474.7083 | 856.6771 | 856.5
2023-03-10 22:00 | DK1 | 0.13917 | 397.7917 | 595.7917 | 993.7225 | 993.5833
2023-03-10 23:00 | DK1 | 0.0875 | 361.2083 | 656.125 | 1017.4208 | 1017.3333
2023-03-11 | DK1 | 0.047917 | 290.9167 | 589.5417 | 880.5063 | 880.4583
2023-03-11 01:00 | DK1 | 0 | 297.25 | 635.75 | 933 | 933
2023-03-11 02:00 | DK1 | 0 | 306.4583 | 509.375 | 815.8333 | 815.8333
2023-03-11 03:00 | DK1 | 0 | 470.5417 | 422.7917 | 893.3333 | 893.3333
2023-03-11 04:00 | DK1 | 0 | 474.875 | 418.125 | 893 | 893
2023-03-11 05:00 | DK1 | 0.01 | 403.7917 | 428.8333 | 832.635 | 832.625
2023-03-11 06:00 | DK1 | 1.5312 | 331.125 | 507.625 | 840.2812 | 838.75
2023-03-11 07:00 | DK1 | 91.1104 | 339.2917 | 507.4583 | 937.8604 | 846.75
2023-03-11 08:00 | DK1 | 314.6558 | 452.9167 | 494.2083 | 1261.7808 | 947.125
2023-03-11 09:00 | DK1 | 285.6004 | 453.375 | 615.875 | 1354.8504 | 1069.25
2023-03-11 10:00 | DK1 | 438.1408 | 649.625 | 648.9167 | 1736.6825 | 1298.5417
2023-03-11 11:00 | DK1 | 578.0363 | 931.75 | 518.0833 | 2027.8696 | 1449.8333
2023-03-11 12:00 | DK1 | 542.2438 | 1082.0416 | 735.125 | 2359.4104 | 1817.1666
2023-03-11 13:00 | DK1 | 535.3929 | 1309.75 | 625.125 | 2470.2679 | 1934.875
2023-03-11 14:00 | DK1 | 499.1812 | 1494.2916 | 549.375 | 2542.8479 | 2043.6666
2023-03-11 15:00 | DK1 | 447.9496 | 1883.125 | 542.25 | 2873.3246 | 2425.375
2023-03-11 16:00 | DK1 | 212.4358 | 2130.125 | 684.5833 | 3027.1442 | 2814.7083
2023-03-11 17:00 | DK1 | 38.9733 | 1976.375 | 873.5 | 2888.8483 | 2849.875
2023-03-11 18:00 | DK1 | 12.6621 | 1835.875 | 1025.375 | 2873.9121 | 2861.25
2023-03-11 19:00 | DK1 | 0.082083 | 1861.375 | 1004.5 | 2865.9571 | 2865.875
2023-03-11 20:00 | DK1 | 0.084583 | 1941.4166 | 991.125 | 2932.6262 | 2932.5416
2023-03-11 21:00 | DK1 | 0.067083 | 1817.3334 | 958.2083 | 2775.6088 | 2775.5417
2023-03-11 22:00 | DK1 | 0.6375 | 1687.9166 | 910.1667 | 2598.7208 | 2598.0833
2023-03-11 23:00 | DK1 | 0.43917 | 1681.25 | 797.75 | 2479.4392 | 2479
2023-03-12 | DK1 | 0.23792 | 1416.9584 | 798.7083 | 2215.9046 | 2215.6667
2023-03-12 01:00 | DK1 | 0.03875 | 1188.5 | 617.25 | 1805.7887 | 1805.75
2023-03-12 02:00 | DK1 | 0 | 902.9167 | 494.5 | 1397.4167 | 1397.4167
2023-03-12 03:00 | DK1 | 0 | 660.875 | 430.7083 | 1091.5833 | 1091.5833
2023-03-12 04:00 | DK1 | 0 | 452.3333 | 409.4583 | 861.7917 | 861.7917
2023-03-12 05:00 | DK1 | 0.01 | 294.875 | 387.125 | 682.01 | 682
2023-03-12 06:00 | DK1 | 1.5654 | 140.6667 | 379.1667 | 521.3987 | 519.8333
2023-03-12 07:00 | DK1 | 74.4313 | 109.3333 | 443.3333 | 627.0979 | 552.6667
2023-03-12 08:00 | DK1 | 226.8871 | 122.9583 | 478.4583 | 828.3038 | 601.4167
2023-03-12 09:00 | DK1 | 334.1254 | 205.0833 | 605.3333 | 1144.5421 | 810.4166
2023-03-12 10:00 | DK1 | 500.5142 | 289.0417 | 618.1667 | 1407.7225 | 907.2083
2023-03-12 11:00 | DK1 | 590.4133 | 586.3333 | 475 | 1651.7466 | 1061.3333
2023-03-12 12:00 | DK1 | 386.1775 | 837.0833 | 682.875 | 1906.1358 | 1519.9583
2023-03-12 13:00 | DK1 | 276.9833 | 940.4583 | 740.875 | 1958.3167 | 1681.3333
2023-03-12 14:00 | DK1 | 266.9471 | 1217.4584 | 921.0417 | 2405.4471 | 2138.5001
2023-03-12 15:00 | DK1 | 107.5604 | 1206 | 875.3333 | 2188.8937 | 2081.3333
2023-03-12 16:00 | DK1 | 51.8917 | 1368.375 | 880.8333 | 2301.1 | 2249.2083
2023-03-12 17:00 | DK1 | 18.9179 | 1392.0416 | 981.5417 | 2392.5012 | 2373.5833
2023-03-12 18:00 | DK1 | 0.40958 | 1495.75 | 947.1667 | 2443.3263 | 2442.9167
2023-03-12 19:00 | DK1 | 0.084583 | 1874.5416 | 1011.8333 | 2886.4595 | 2886.3749
2023-03-12 20:00 | DK1 | 0.084583 | 1756.25 | 1043.8334 | 2800.168 | 2800.0834
2023-03-12 21:00 | DK1 | 0.068333 | 1797.3334 | 1099.125 | 2896.5267 | 2896.4584
2023-03-12 22:00 | DK1 | 0.64 | 1825.625 | 1103.6666 | 2929.9316 | 2929.2916
2023-03-12 23:00 | DK1 | 0.43542 | 1727.5 | 1099.1666 | 2827.102 | 2826.6666
2023-03-13 | DK1 | 0.018333 | 1636.3334 | 1053.7916 | 2690.1433 | 2690.125
2023-03-13 01:00 | DK1 | 0.000417 | 1768.2916 | 1066.0834 | 2834.3754 | 2834.375
2023-03-13 02:00 | DK1 | 0 | 1697.9584 | 1050.9166 | 2748.875 | 2748.875
2023-03-13 03:00 | DK1 | 0 | 1775.0834 | 1045.4584 | 2820.5417 | 2820.5417
2023-03-13 04:00 | DK1 | 0 | 1810.2916 | 1045.2916 | 2855.5833 | 2855.5833
2023-03-13 05:00 | DK1 | 0.009583 | 1894.9584 | 1041.2084 | 2936.1763 | 2936.1667
2023-03-13 06:00 | DK1 | 0.18333 | 1963.4584 | 1113.9166 | 3077.5583 | 3077.375
2023-03-13 07:00 | DK1 | 14.8562 | 2195.125 | 1137.4166 | 3347.3979 | 3332.5416
2023-03-13 08:00 | DK1 | 28.8158 | 2777.125 | 1121.9166 | 3927.8575 | 3899.0416
2023-03-13 09:00 | DK1 | 48.5196 | 2791.5 | 1098.875 | 3938.8946 | 3890.375
2023-03-13 10:00 | DK1 | 50.7879 | 2899.4167 | 1125.9166 | 4076.1213 | 4025.3334
2023-03-13 11:00 | DK1 | 88.8412 | 3207.5 | 1070.2084 | 4366.5496 | 4277.7084
2023-03-13 12:00 | DK1 | 224.7396 | 3179.75 | 1035.5834 | 4440.073 | 4215.3334
2023-03-13 13:00 | DK1 | 362.3733 | 3250.1667 | 1016.7917 | 4629.3318 | 4266.9584
2023-03-13 14:00 | DK1 | 287.8383 | 3319.0417 | 698.75 | 4305.6301 | 4017.7917
2023-03-13 15:00 | DK1 | 108.6879 | 3172.6667 | 414.2917 | 3695.6463 | 3586.9584
2023-03-13 16:00 | DK1 | 49.8371 | 3304.75 | 1025.0416 | 4379.6287 | 4329.7916
2023-03-13 17:00 | DK1 | 17.0967 | 3366.125 | 1066.5834 | 4449.805 | 4432.7084
2023-03-13 18:00 | DK1 | 2.0954 | 3154.1667 | 1100.3334 | 4256.5955 | 4254.5001
2023-03-13 19:00 | DK1 | 1.3296 | 3446.3333 | 1067.2916 | 4514.9545 | 4513.6249
2023-03-13 20:00 | DK1 | 1.1283 | 3346.4167 | 1079.0416 | 4426.5867 | 4425.4584
2023-03-13 21:00 | DK1 | 0.905 | 3312.6667 | 1097.9584 | 4411.5301 | 4410.6251
2023-03-13 22:00 | DK1 | 0.68917 | 3348.5833 | 1036.7916 | 4386.064 | 4385.3749
2023-03-13 23:00 | DK1 | 0.46875 | 3313.125 | 1043.875 | 4357.4688 | 4357
2023-03-14 | DK1 | 0.16083 | 2925.7083 | 1118.5 | 4044.3691 | 4044.2083
2023-03-14 01:00 | DK1 | 0.000417 | 2525.0833 | 1119.625 | 3644.7087 | 3644.7083
2023-03-14 02:00 | DK1 | 0 | 2098.6667 | 1073.4584 | 3172.1251 | 3172.1251
2023-03-14 03:00 | DK1 | 0 | 1718.625 | 1026.6666 | 2745.2916 | 2745.2916
2023-03-14 04:00 | DK1 | 0 | 1789.4166 | 1005.8333 | 2795.2499 | 2795.2499
2023-03-14 05:00 | DK1 | 0.009583 | 1938.3334 | 1008.625 | 2946.968 | 2946.9584
2023-03-14 06:00 | DK1 | 0.55125 | 1762.9166 | 807.7083 | 2571.1762 | 2570.6249
2023-03-14 07:00 | DK1 | 32.9975 | 1640.4584 | 1039.3334 | 2712.7892 | 2679.7917
2023-03-14 08:00 | DK1 | 101.4137 | 2114.625 | 985.4583 | 3201.4971 | 3100.0833
2023-03-14 09:00 | DK1 | 259.5083 | 2068.9583 | 1080.0834 | 3408.55 | 3149.0416
2023-03-14 10:00 | DK1 | 551.2238 | 2370.625 | 1106.7916 | 4028.6404 | 3477.4166
2023-03-14 11:00 | DK1 | 776.5858 | 2706.7917 | 1127.625 | 4611.0026 | 3834.4167
2023-03-14 12:00 | DK1 | 776.9521 | 2604.875 | 1056.625 | 4438.4521 | 3661.5
2023-03-14 13:00 | DK1 | 765.4158 | 2703.9583 | 978.6667 | 4448.0408 | 3682.6249
2023-03-14 14:00 | DK1 | 663.3937 | 3015.5 | 1116.0416 | 4794.9354 | 4131.5416
2023-03-14 15:00 | DK1 | 488.8275 | 2888.0417 | 1129.5416 | 4506.4109 | 4017.5834
2023-03-14 16:00 | DK1 | 304.1333 | 2570.2083 | 1120.875 | 3995.2166 | 3691.0833
2023-03-14 17:00 | DK1 | 111.8375 | 1968.25 | 1108.75 | 3188.8375 | 3077
2023-03-14 18:00 | DK1 | 5.7792 | 1363.8334 | 1015.25 | 2384.8625 | 2379.0834
2023-03-14 19:00 | DK1 | 0.1075 | 1845.5 | 930.3333 | 2775.9408 | 2775.8333
2023-03-14 20:00 | DK1 | 0.0875 | 2111.8333 | 952.875 | 3064.7958 | 3064.7083
2023-03-14 21:00 | DK1 | 0.064583 | 2057.0417 | 919.4583 | 2976.5646 | 2976.5001
2023-03-14 22:00 | DK1 | 0.2775 | 1859.7084 | 861.9583 | 2721.9442 | 2721.6667
2023-03-14 23:00 | DK1 | 0.035833 | 1691.625 | 1086.125 | 2777.7858 | 2777.75
2023-03-15 | DK1 | 0.019167 | 1601.875 | 1119.7084 | 2721.6025 | 2721.5834
2023-03-15 01:00 | DK1 | 0.015417 | 1440.1666 | 1015.375 | 2455.557 | 2455.5416
2023-03-15 02:00 | DK1 | 0 | 1599.9584 | 1017.0833 | 2617.0417 | 2617.0417
2023-03-15 03:00 | DK1 | 0 | 1552.625 | 996.0833 | 2548.7083 | 2548.7083
2023-03-15 04:00 | DK1 | 0 | 1268.25 | 1074.2916 | 2342.5416 | 2342.5416
2023-03-15 05:00 | DK1 | 0.00875 | 1447.7084 | 1069 | 2516.7171 | 2516.7084
2023-03-15 06:00 | DK1 | 3.0038 | 1053.2084 | 955.0417 | 2011.2538 | 2008.2501
2023-03-15 07:00 | DK1 | 104.5708 | 1225.375 | 937.25 | 2267.1958 | 2162.625
2023-03-15 08:00 | DK1 | 318.2417 | 1283.125 | 1061.625 | 2662.9917 | 2344.75
2023-03-15 09:00 | DK1 | 412.2983 | 1226.9166 | 962.2083 | 2601.4233 | 2189.1249
2023-03-15 10:00 | DK1 | 685.2062 | 1381.5834 | 1030.8334 | 3097.623 | 2412.4167
2023-03-15 11:00 | DK1 | 858.4654 | 1707 | 1041.625 | 3607.0904 | 2748.625
2023-03-15 12:00 | DK1 | 766.4512 | 2013.1666 | 802.2083 | 3581.8262 | 2815.3749
2023-03-15 13:00 | DK1 | 586.0009 | 1968.4166 | 902.375 | 3456.7925 | 2870.7916
2023-03-15 14:00 | DK1 | 403.16 | 1875.75 | 907.5 | 3186.41 | 2783.25
2023-03-15 15:00 | DK1 | 316.395 | 1988.2084 | 930.7083 | 3235.3117 | 2918.9167
2023-03-15 16:00 | DK1 | 190.3721 | 2039.3334 | 1056.9166 | 3286.6221 | 3096.25
2023-03-15 17:00 | DK1 | 77.0254 | 1735.8334 | 1049 | 2861.8588 | 2784.8334
2023-03-15 18:00 | DK1 | 5.8492 | 1831.9584 | 738.4167 | 2576.2242 | 2570.3751
2023-03-15 19:00 | DK1 | 1.2367 | 1731.9584 | 803.5833 | 2536.7784 | 2535.5417
2023-03-15 20:00 | DK1 | 1.0408 | 1417.75 | 702.2917 | 2121.0825 | 2120.0417
2023-03-15 21:00 | DK1 | 0.84 | 911.6667 | 592.4167 | 1504.9234 | 1504.0834
2023-03-15 22:00 | DK1 | 0.28542 | 568.75 | 274.1667 | 843.2021 | 842.9167
2023-03-15 23:00 | DK1 | 0.035833 | 316.0833 | 132.8333 | 448.9525 | 448.9167
2023-03-16 | DK1 | 0.019167 | 157.8333 | 166 | 323.8525 | 323.8333
2023-03-16 01:00 | DK1 | 0.000417 | 113.4583 | 168.2083 | 281.6671 | 281.6667
2023-03-16 02:00 | DK1 | 0 | 118.0417 | 183.5 | 301.5417 | 301.5417
2023-03-16 03:00 | DK1 | 0 | 241.625 | 287.0833 | 528.7083 | 528.7083
2023-03-16 04:00 | DK1 | 0 | 483.2083 | 406.0833 | 889.2917 | 889.2917
2023-03-16 05:00 | DK1 | 0.009583 | 650.9167 | 574.4167 | 1225.343 | 1225.3334
2023-03-16 06:00 | DK1 | 1.8062 | 827.9583 | 715.875 | 1545.6396 | 1543.8333
2023-03-16 07:00 | DK1 | 50.2696 | 1075.0834 | 755.125 | 1880.478 | 1830.2084
2023-03-16 08:00 | DK1 | 114.3438 | 1448.875 | 786.875 | 2350.0938 | 2235.75
2023-03-16 09:00 | DK1 | 157.77 | 1630.875 | 811.9583 | 2600.6033 | 2442.8333
2023-03-16 10:00 | DK1 | 288.1392 | 1916.9584 | 850.125 | 3055.2225 | 2767.0834
2023-03-16 11:00 | DK1 | 325.4371 | 2137.3333 | 867.4167 | 3330.187 | 3004.7499
2023-03-16 12:00 | DK1 | 358.4163 | 2376.9167 | 916.875 | 3652.208 | 3293.7917
2023-03-16 13:00 | DK1 | 269.8625 | 2682.9167 | 942.3333 | 3895.1125 | 3625.2501
2023-03-16 14:00 | DK1 | 210.5108 | 2892.0833 | 1009.5833 | 4112.1774 | 3901.6666
2023-03-16 15:00 | DK1 | 131.9396 | 2998.375 | 1065.0416 | 4195.3562 | 4063.4166
2023-03-16 16:00 | DK1 | 65.63 | 3260.375 | 1099.25 | 4425.255 | 4359.625
2023-03-16 17:00 | DK1 | 21.87 | 3319.0417 | 1121.8334 | 4462.7451 | 4440.8751
2023-03-16 18:00 | DK1 | 1.4292 | 3070.9167 | 1102.5 | 4174.8459 | 4173.4167
2023-03-16 19:00 | DK1 | 0.085833 | 3332.875 | 1116.8334 | 4449.7942 | 4449.7084
2023-03-16 20:00 | DK1 | 0.086667 | 3089 | 1109.2916 | 4198.3783 | 4198.2916
2023-03-16 21:00 | DK1 | 0.069583 | 3107.75 | 1098 | 4205.8196 | 4205.75
2023-03-16 22:00 | DK1 | 0.28708 | 2973.0833 | 1089.3334 | 4062.7037 | 4062.4166
2023-03-16 23:00 | DK1 | 0.19708 | 2553.25 | 1085.7084 | 3639.1555 | 3638.9584
2023-03-17 | DK1 | 0.10667 | 2788.9583 | 1100.25 | 3889.3149 | 3889.2083
2023-03-17 01:00 | DK1 | 0.000417 | 2659.2917 | 1097.2916 | 3756.5838 | 3756.5834
2023-03-17 02:00 | DK1 | 0 | 2529.5417 | 1079.2084 | 3608.7501 | 3608.7501
2023-03-17 03:00 | DK1 | 0 | 2454.875 | 1087.8334 | 3542.7084 | 3542.7084
2023-03-17 04:00 | DK1 | 0 | 2322.0833 | 1086 | 3408.0833 | 3408.0833
2023-03-17 05:00 | DK1 | 0.009583 | 2250.5833 | 1102.125 | 3352.7178 | 3352.7083
2023-03-17 06:00 | DK1 | 1.095 | 1985.1666 | 1088.1666 | 3074.4283 | 3073.3333
2023-03-17 07:00 | DK1 | 30.3783 | 1959.5834 | 1088.5416 | 3078.5033 | 3048.125
2023-03-17 08:00 | DK1 | 69.1554 | 2211.0833 | 1055.25 | 3335.4887 | 3266.3333
2023-03-17 09:00 | DK1 | 157.4296 | 1855.8334 | 1028.5416 | 3041.8046 | 2884.375
2023-03-17 10:00 | DK1 | 359.3533 | 1468.4584 | 1024.0834 | 2851.8951 | 2492.5417
2023-03-17 11:00 | DK1 | 338.7725 | 1385.4584 | 985.4583 | 2709.6892 | 2370.9167
2023-03-17 12:00 | DK1 | 173.6517 | 1176.875 | 814.5417 | 2165.0684 | 1991.4167
2023-03-17 13:00 | DK1 | 289.0558 | 1120.4584 | 837.375 | 2246.8892 | 1957.8334
2023-03-17 14:00 | DK1 | 182.9337 | 973.7917 | 706.625 | 1863.3504 | 1680.4167
2023-03-17 15:00 | DK1 | 121.5333 | 874.4167 | 480.125 | 1476.075 | 1354.5417
2023-03-17 16:00 | DK1 | 95.4771 | 792.375 | 546.2083 | 1434.0604 | 1338.5833
2023-03-17 17:00 | DK1 | 46.3454 | 663.0417 | 518.625 | 1228.0121 | 1181.6667
2023-03-17 18:00 | DK1 | 4.3279 | 599.625 | 398.2083 | 1002.1613 | 997.8333
2023-03-17 19:00 | DK1 | 0.095 | 577.0833 | 500.0417 | 1077.22 | 1077.125
2023-03-17 20:00 | DK1 | 0.09375 | 490.9583 | 467.8333 | 958.8854 | 958.7917
2023-03-17 21:00 | DK1 | 0.074583 | 360.7083 | 418.5833 | 779.3663 | 779.2917
2023-03-17 22:00 | DK1 | 0.055833 | 305.0833 | 360.625 | 665.7642 | 665.7083
2023-03-17 23:00 | DK1 | 0.0375 | 231.4583 | 351.4583 | 582.9542 | 582.9167
2023-03-18 | DK1 | 0.020833 | 212.7917 | 219.0833 | 431.8958 | 431.875
2023-03-18 01:00 | DK1 | 0.014583 | 121.7917 | 113.6667 | 235.4729 | 235.4583
2023-03-18 02:00 | DK1 | 0 | 76.7917 | 110.5 | 187.2917 | 187.2917
2023-03-18 03:00 | DK1 | 0 | 69.125 | 75.75 | 144.875 | 144.875
2023-03-18 04:00 | DK1 | 0 | 72.5 | 35.875 | 108.375 | 108.375
2023-03-18 05:00 | DK1 | 0.00875 | 54.375 | 18.5833 | 72.9671 | 72.9583
2023-03-18 06:00 | DK1 | 1.8237 | 32.6667 | 78.75 | 113.2404 | 111.4167
2023-03-18 07:00 | DK1 | 42.4608 | 19.5 | 25.9583 | 87.9192 | 45.4583
2023-03-18 08:00 | DK1 | 87.8667 | 23.5 | 9.9167 | 121.2833 | 33.4167
2023-03-18 09:00 | DK1 | 133.4904 | 21.4583 | 21.25 | 176.1988 | 42.7083
2023-03-18 10:00 | DK1 | 206.1708 | 16.3333 | 30.875 | 253.3792 | 47.2083
2023-03-18 11:00 | DK1 | 275.1258 | 26.375 | 7.0417 | 308.5425 | 33.4167
2023-03-18 12:00 | DK1 | 227.6796 | 29.7083 | 7.0417 | 264.4296 | 36.75
2023-03-18 13:00 | DK1 | 307.6958 | 35.7083 | 50.5 | 393.9042 | 86.2083
2023-03-18 14:00 | DK1 | 281.6625 | 46.2917 | 17.0417 | 344.9958 | 63.3333
2023-03-18 15:00 | DK1 | 177.7175 | 87.5833 | 16.4167 | 281.7175 | 104
2023-03-18 16:00 | DK1 | 136.3329 | 58.7917 | 18.8333 | 213.9579 | 77.625
2023-03-18 17:00 | DK1 | 49.3829 | 29.5 | 49.2917 | 128.1746 | 78.7917
2023-03-18 18:00 | DK1 | 5.8296 | 22.9167 | 53.7917 | 82.5379 | 76.7083
2023-03-18 19:00 | DK1 | 0.15042 | 26.9583 | 123.2917 | 150.4004 | 150.25
2023-03-18 20:00 | DK1 | 0.08125 | 37.4583 | 90.8333 | 128.3729 | 128.2917
2023-03-18 21:00 | DK1 | 0.067083 | 55.8333 | 102.5417 | 158.4421 | 158.375
2023-03-18 22:00 | DK1 | 0.053333 | 60.5417 | 57.8333 | 118.4283 | 118.375
2023-03-18 23:00 | DK1 | 0.035833 | 68.125 | 121.0833 | 189.2442 | 189.2083
2023-03-19 | DK1 | 0.0175 | 87.7083 | 167.5417 | 255.2675 | 255.25
2023-03-19 01:00 | DK1 | 0.00125 | 104.2083 | 263.8333 | 368.0429 | 368.0417
2023-03-19 02:00 | DK1 | 0 | 140.8333 | 352.0833 | 492.9167 | 492.9167
2023-03-19 03:00 | DK1 | 0 | 221.0417 | 381.4583 | 602.5 | 602.5
2023-03-19 04:00 | DK1 | 0 | 259.9583 | 409.9167 | 669.875 | 669.875
2023-03-19 05:00 | DK1 | 0.009583 | 340.625 | 495.7083 | 836.3429 | 836.3333
2023-03-19 06:00 | DK1 | 3.6808 | 378.625 | 430.8333 | 813.1392 | 809.4583
2023-03-19 07:00 | DK1 | 64.205 | 380.5417 | 434.9583 | 879.705 | 815.5
2023-03-19 08:00 | DK1 | 137.6233 | 478.2083 | 442.5833 | 1058.415 | 920.7917
2023-03-19 09:00 | DK1 | 149.8683 | 351.25 | 262.0417 | 763.16 | 613.2917
2023-03-19 10:00 | DK1 | 177.1812 | 274.125 | 261.9583 | 713.2646 | 536.0833
2023-03-19 11:00 | DK1 | 241.9296 | 234.0417 | 247.5417 | 723.5129 | 481.5833
2023-03-19 12:00 | DK1 | 198.0846 | 268.5417 | 178.625 | 645.2512 | 447.1667
2023-03-19 13:00 | DK1 | 250.4808 | 304.0417 | 175 | 729.5225 | 479.0417
2023-03-19 14:00 | DK1 | 215.3867 | 289.2083 | 250.2917 | 754.8867 | 539.5
2023-03-19 15:00 | DK1 | 165.87 | 281.0417 | 280.4167 | 727.3283 | 561.4583
2023-03-19 16:00 | DK1 | 111.9833 | 310.0417 | 243.0417 | 665.0667 | 553.0833
2023-03-19 17:00 | DK1 | 31.0312 | 299.5833 | 263.4583 | 594.0729 | 563.0417
2023-03-19 18:00 | DK1 | 4.5721 | 321.9167 | 292.1667 | 618.6554 | 614.0833
2023-03-19 19:00 | DK1 | 0.082917 | 453.0417 | 284.1667 | 737.2912 | 737.2083
2023-03-19 20:00 | DK1 | 0.080417 | 458.5833 | 358.375 | 817.0388 | 816.9583
2023-03-19 21:00 | DK1 | 0.070417 | 501.375 | 328.4583 | 829.9038 | 829.8333
2023-03-19 22:00 | DK1 | 0.053333 | 537.1667 | 278.875 | 816.095 | 816.0417
2023-03-19 23:00 | DK1 | 0.035833 | 601.7917 | 414.75 | 1016.5775 | 1016.5417
2023-03-20 | DK1 | 0.019167 | 726.875 | 642.5833 | 1369.4775 | 1369.4583
2023-03-20 01:00 | DK1 | 0.000417 | 824.0417 | 631.9583 | 1456.0004 | 1456
2023-03-20 02:00 | DK1 | 0 | 878.2083 | 415.125 | 1293.3333 | 1293.3333
2023-03-20 03:00 | DK1 | 0 | 890.6667 | 496.75 | 1387.4167 | 1387.4167
2023-03-20 04:00 | DK1 | 0 | 875.25 | 454.875 | 1330.125 | 1330.125
2023-03-20 05:00 | DK1 | 0.00875 | 957.0417 | 505.4167 | 1462.4671 | 1462.4583
2023-03-20 06:00 | DK1 | 2.1088 | 992.75 | 363.625 | 1358.4838 | 1356.375
2023-03-20 07:00 | DK1 | 36.9875 | 766 | 399.3333 | 1202.3208 | 1165.3333
2023-03-20 08:00 | DK1 | 75.9733 | 896.9167 | 288.5833 | 1261.4734 | 1185.5
2023-03-20 09:00 | DK1 | 113.99 | 912.3333 | 285.75 | 1312.0733 | 1198.0833
2023-03-20 10:00 | DK1 | 317.0442 | 1049.625 | 274.5833 | 1641.2525 | 1324.2083
2023-03-20 11:00 | DK1 | 417.8 | 1237.5834 | 330 | 1985.3834 | 1567.5834
2023-03-20 12:00 | DK1 | 423.0125 | 1371.4584 | 299.75 | 2094.2209 | 1671.2084
2023-03-20 13:00 | DK1 | 410.2717 | 1369 | 332.5 | 2111.7717 | 1701.5
2023-03-20 14:00 | DK1 | 356.24 | 1410.6666 | 320.625 | 2087.5316 | 1731.2916
2023-03-20 15:00 | DK1 | 314.1988 | 1359 | 338.5 | 2011.6988 | 1697.5
2023-03-20 16:00 | DK1 | 234.4117 | 1218.8334 | 359.125 | 1812.37 | 1577.9584
2023-03-20 17:00 | DK1 | 89.2308 | 937.4583 | 294 | 1320.6891 | 1231.4583
2023-03-20 18:00 | DK1 | 10.375 | 572.7917 | 316.7917 | 899.9583 | 889.5833
2023-03-20 19:00 | DK1 | 0.52917 | 455.5417 | 331.5417 | 787.6125 | 787.0833
2023-03-20 20:00 | DK1 | 0.085833 | 338.25 | 262.7917 | 601.1275 | 601.0417
2023-03-20 21:00 | DK1 | 0.070417 | 290.2917 | 206.4583 | 496.8204 | 496.75
2023-03-20 22:00 | DK1 | 0.054167 | 258.4167 | 167.7917 | 426.2625 | 426.2083
2023-03-20 23:00 | DK1 | 0.037917 | 195.5 | 163.625 | 359.1629 | 359.125
2023-03-21 | DK1 | 0.020833 | 158.7917 | 150.25 | 309.0625 | 309.0417
2023-03-21 01:00 | DK1 | 0.002083 | 102.5 | 55.9167 | 158.4188 | 158.4167
2023-03-21 02:00 | DK1 | 0 | 94.2083 | 37.75 | 131.9583 | 131.9583
2023-03-21 03:00 | DK1 | 0 | 95.25 | 54.9167 | 150.1667 | 150.1667
2023-03-21 04:00 | DK1 | 0 | 113.5417 | 104.0833 | 217.625 | 217.625
2023-03-21 05:00 | DK1 | 0.009583 | 114.1667 | 120.75 | 234.9262 | 234.9167
2023-03-21 06:00 | DK1 | 4.2779 | 124.4167 | 166.875 | 295.5696 | 291.2917
2023-03-21 07:00 | DK1 | 50.2742 | 156.875 | 238 | 445.1492 | 394.875
2023-03-21 08:00 | DK1 | 103.8917 | 245.125 | 284.3333 | 633.35 | 529.4583
2023-03-21 09:00 | DK1 | 140.5667 | 302.7917 | 398 | 841.3583 | 700.7917
2023-03-21 10:00 | DK1 | 185.6588 | 348.5833 | 437.2083 | 971.4504 | 785.7917
2023-03-21 11:00 | DK1 | 228.5858 | 457.7083 | 452.6667 | 1138.9608 | 910.375
2023-03-21 12:00 | DK1 | 223.4167 | 581.5417 | 505 | 1309.9584 | 1086.5417
2023-03-21 13:00 | DK1 | 208.1983 | 728.5417 | 614.375 | 1551.115 | 1342.9167
2023-03-21 14:00 | DK1 | 158.6579 | 835.625 | 732.125 | 1726.4079 | 1567.75
2023-03-21 15:00 | DK1 | 108.1446 | 906.8333 | 830.6667 | 1845.6446 | 1737.5
2023-03-21 16:00 | DK1 | 61.7642 | 1077.375 | 850.25 | 1989.3892 | 1927.625
2023-03-21 17:00 | DK1 | 22.1542 | 1138.3334 | 899.2083 | 2059.6959 | 2037.5417
2023-03-21 18:00 | DK1 | 3.3508 | 1127.125 | 999.3333 | 2129.8091 | 2126.4583
2023-03-21 19:00 | DK1 | 0.14583 | 1342.0416 | 980.7917 | 2322.9791 | 2322.8333
2023-03-21 20:00 | DK1 | 0.092917 | 1371.4584 | 1038.875 | 2410.4263 | 2410.3334
2023-03-21 21:00 | DK1 | 0.075417 | 1380.7084 | 948.2083 | 2328.9921 | 2328.9167
2023-03-21 22:00 | DK1 | 0.055417 | 1375.5 | 814.75 | 2190.3054 | 2190.25
2023-03-21 23:00 | DK1 | 0.03875 | 1356.9166 | 970.8333 | 2327.7887 | 2327.7499
2023-03-22 | DK1 | 0.17083 | 1373.5 | 1065.6666 | 2439.3375 | 2439.1666
2023-03-22 01:00 | DK1 | 0.002083 | 1326.75 | 1086 | 2412.7521 | 2412.75
2023-03-22 02:00 | DK1 | 0 | 1369.75 | 946.0417 | 2315.7917 | 2315.7917
2023-03-22 03:00 | DK1 | 0 | 1432.4584 | 1011.25 | 2443.7084 | 2443.7084
2023-03-22 04:00 | DK1 | 0 | 1399.5834 | 1062 | 2461.5834 | 2461.5834
2023-03-22 05:00 | DK1 | 0.00875 | 1545.25 | 1087.6666 | 2632.9254 | 2632.9166
2023-03-22 06:00 | DK1 | 2.9362 | 1549.9584 | 1089.9584 | 2642.853 | 2639.9167
2023-03-22 07:00 | DK1 | 28.9067 | 1841.9166 | 1100.5416 | 2971.3649 | 2942.4583
2023-03-22 08:00 | DK1 | 49.6017 | 2328.0833 | 1109.125 | 3486.8099 | 3437.2083
2023-03-22 09:00 | DK1 | 107.6408 | 2370.9583 | 1099.2084 | 3577.8075 | 3470.1666
2023-03-22 10:00 | DK1 | 172.5488 | 2318.4167 | 1096.4166 | 3587.3821 | 3414.8334
2023-03-22 11:00 | DK1 | 205.2371 | 2697.75 | 1084.5416 | 3987.5287 | 3782.2916
2023-03-22 12:00 | DK1 | 235.1083 | 2832.2083 | 1034.5834 | 4101.9 | 3866.7916
2023-03-22 13:00 | DK1 | 174.8617 | 3138.0417 | 1089.8334 | 4402.7368 | 4227.8751
2023-03-22 14:00 | DK1 | 111.7754 | 3135.25 | 1076.8334 | 4323.8588 | 4212.0834
2023-03-22 15:00 | DK1 | 100.9396 | 2751.0833 | 1040.0834 | 3892.1062 | 3791.1666
2023-03-22 16:00 | DK1 | 104.2675 | 2859.75 | 1084.375 | 4048.3925 | 3944.125
2023-03-22 17:00 | DK1 | 79.0038 | 2594.6667 | 1090.1666 | 3763.8371 | 3684.8334
2023-03-22 18:00 | DK1 | 19.1208 | 2032.2084 | 1059.125 | 3110.4542 | 3091.3334
2023-03-22 19:00 | DK1 | 1.6671 | 1926.125 | 995.9583 | 2923.7504 | 2922.0833
2023-03-22 20:00 | DK1 | 0.8525 | 1711.9166 | 904.125 | 2616.8941 | 2616.0416
2023-03-22 21:00 | DK1 | 0.085 | 1551.3334 | 823.375 | 2374.7934 | 2374.7084
2023-03-22 22:00 | DK1 | 0.065 | 1286.125 | 821.7083 | 2107.8983 | 2107.8333
2023-03-22 23:00 | DK1 | 0.15833 | 1118.5 | 750.5 | 1869.1583 | 1869
2023-03-23 | DK1 | 0.02375 | 1175.25 | 691.2083 | 1866.4821 | 1866.4583
2023-03-23 01:00 | DK1 | 0 | 1064.8334 | 625.5833 | 1690.4167 | 1690.4167
2023-03-23 02:00 | DK1 | 0 | 997.4583 | 757.2917 | 1754.75 | 1754.75
2023-03-23 03:00 | DK1 | 0 | 988.2917 | 817.0833 | 1805.375 | 1805.375
2023-03-23 04:00 | DK1 | 0 | 1116.125 | 821.7917 | 1937.9167 | 1937.9167
2023-03-23 05:00 | DK1 | 0.00875 | 1322.5416 | 807.9167 | 2130.4671 | 2130.4583
2023-03-23 06:00 | DK1 | 5.3046 | 1287.4584 | 886.2083 | 2178.9713 | 2173.6667
2023-03-23 07:00 | DK1 | 48.2271 | 1610.625 | 1023.625 | 2682.4771 | 2634.25
2023-03-23 08:00 | DK1 | 65.2408 | 2122.5417 | 1098.25 | 3286.0326 | 3220.7917
2023-03-23 09:00 | DK1 | 165.0533 | 2344.625 | 1104.5416 | 3614.22 | 3449.1666
2023-03-23 10:00 | DK1 | 400.9308 | 2406.2083 | 1117.125 | 3924.2641 | 3523.3333
2023-03-23 11:00 | DK1 | 627.6942 | 2668.375 | 1056.25 | 4352.3192 | 3724.625
2023-03-23 12:00 | DK1 | 971.7541 | 2738.1667 | 1022.5833 | 4732.5042 | 3760.7501
2023-03-23 13:00 | DK1 | 1124.9976 | 2680.0417 | 991.0417 | 4796.081 | 3671.0834
2023-03-23 14:00 | DK1 | 1075.2013 | 2620.875 | 974.5417 | 4670.618 | 3595.4167
2023-03-23 15:00 | DK1 | 886.2167 | 2647.4167 | 950.4167 | 4484.0501 | 3597.8334
2023-03-23 16:00 | DK1 | 615.0737 | 2286.5 | 934.125 | 3835.6987 | 3220.625
2023-03-23 17:00 | DK1 | 164.2654 | 2476.25 | 956.0833 | 3596.5987 | 3432.3333
2023-03-23 18:00 | DK1 | 30.5446 | 1784.3334 | 892.2083 | 2707.0863 | 2676.5417
2023-03-23 19:00 | DK1 | 7.8654 | 1830.25 | 879.875 | 2717.9904 | 2710.125
2023-03-23 20:00 | DK1 | 5.5642 | 1729.25 | 935.75 | 2670.5642 | 2665
2023-03-23 21:00 | DK1 | 4.4813 | 1645 | 949.8333 | 2599.3146 | 2594.8333
2023-03-23 22:00 | DK1 | 3.3967 | 1379.9166 | 988.125 | 2371.4383 | 2368.0416
2023-03-23 23:00 | DK1 | 2.3129 | 1336.9166 | 1032.9584 | 2372.1879 | 2369.875
2023-03-24 | DK1 | 1.13 | 1273.5834 | 1052.625 | 2327.3384 | 2326.2084
2023-03-24 01:00 | DK1 | 0.1325 | 1338.0416 | 1047.2084 | 2385.3825 | 2385.25
2023-03-24 02:00 | DK1 | 0 | 1364.75 | 1024.8334 | 2389.5834 | 2389.5834
2023-03-24 03:00 | DK1 | 0 | 1188.75 | 947.3333 | 2136.0833 | 2136.0833
2023-03-24 04:00 | DK1 | 0 | 1033.625 | 1006.125 | 2039.75 | 2039.75
2023-03-24 05:00 | DK1 | 0.00875 | 1127.5 | 1035.875 | 2163.3837 | 2163.375
2023-03-24 06:00 | DK1 | 5.1346 | 1213.6666 | 1022.2917 | 2241.0929 | 2235.9583
2023-03-24 07:00 | DK1 | 48.1254 | 1715.4584 | 1132.8334 | 2896.4172 | 2848.2917
2023-03-24 08:00 | DK1 | 92.7404 | 2487.1667 | 1119.5834 | 3699.4905 | 3606.7501
2023-03-24 09:00 | DK1 | 229.3542 | 2749.4583 | 1112.375 | 4091.1874 | 3861.8333
2023-03-24 10:00 | DK1 | 376.5446 | 3054.9167 | 1117.0834 | 4548.5447 | 4172.0001
2023-03-24 11:00 | DK1 | 392.4854 | 3350.25 | 1043.25 | 4785.9854 | 4393.5
2023-03-24 12:00 | DK1 | 537.0408 | 3333.75 | 1048.9166 | 4919.7075 | 4382.6666
2023-03-24 13:00 | DK1 | 738.66 | 3286.625 | 1041.4584 | 5066.7433 | 4328.0834
2023-03-24 14:00 | DK1 | 812.2496 | 3310.5833 | 1053.9166 | 5176.7495 | 4364.4999
2023-03-24 15:00 | DK1 | 550.8508 | 3265.7917 | 1065.625 | 4882.2676 | 4331.4167
2023-03-24 16:00 | DK1 | 313.245 | 3187.1667 | 1064.0416 | 4564.4534 | 4251.2084
2023-03-24 17:00 | DK1 | 107.0733 | 2658.375 | 1088.4166 | 3853.865 | 3746.7916
2023-03-24 18:00 | DK1 | 29.3817 | 2759.7083 | 1083.25 | 3872.3399 | 3842.9583
2023-03-24 19:00 | DK1 | 7.7237 | 2572.0833 | 1105.875 | 3685.682 | 3677.9583
2023-03-24 20:00 | DK1 | 5.945 | 2454.25 | 1077.75 | 3537.945 | 3532
2023-03-24 21:00 | DK1 | 4.7858 | 2311.5833 | 1047.0416 | 3363.4107 | 3358.6249
2023-03-24 22:00 | DK1 | 3.6233 | 1989.75 | 994.5 | 2987.8733 | 2984.25
2023-03-24 23:00 | DK1 | 2.4613 | 2262.8333 | 984.3333 | 3249.6278 | 3247.1666
2023-03-25 | DK1 | 1.3013 | 2074.75 | 1051.6666 | 3127.7179 | 3126.4166
2023-03-25 01:00 | DK1 | 0.12667 | 1567.4166 | 1035.2916 | 2602.8349 | 2602.7083
2023-03-25 02:00 | DK1 | 0 | 1609.5416 | 969.0833 | 2578.6249 | 2578.6249
2023-03-25 03:00 | DK1 | 0 | 1466.2084 | 817.2917 | 2283.5001 | 2283.5001
2023-03-25 04:00 | DK1 | 0 | 1267.4584 | 654.3333 | 1921.7917 | 1921.7917
2023-03-25 05:00 | DK1 | 0.00875 | 1182.2084 | 626.5 | 1808.7171 | 1808.7084
2023-03-25 06:00 | DK1 | 10.3362 | 1260.0834 | 784.375 | 2054.7946 | 2044.4584
2023-03-25 07:00 | DK1 | 85.0658 | 1060.2084 | 965.5417 | 2110.8159 | 2025.7501
2023-03-25 08:00 | DK1 | 155.6263 | 1339.375 | 938.7083 | 2433.7096 | 2278.0833
2023-03-25 09:00 | DK1 | 238.4692 | 1285.875 | 893.7917 | 2418.1358 | 2179.6667
2023-03-25 10:00 | DK1 | 410.1742 | 1301.0416 | 857 | 2568.2158 | 2158.0416
2023-03-25 11:00 | DK1 | 350.7583 | 1347.4166 | 400.7083 | 2098.8833 | 1748.125
2023-03-25 12:00 | DK1 | 452.9842 | 1284.8334 | 138.75 | 1876.5675 | 1423.5834
2023-03-25 13:00 | DK1 | 596.1954 | 1310.5834 | 188.2917 | 2095.0705 | 1498.875
2023-03-25 14:00 | DK1 | 431.1917 | 1247.5416 | 154.9583 | 1833.6916 | 1402.5
2023-03-25 15:00 | DK1 | 413.1367 | 938.5 | 322.6667 | 1674.3033 | 1261.1667
2023-03-25 16:00 | DK1 | 209.3183 | 625.625 | 227.6667 | 1062.61 | 853.2917
2023-03-25 17:00 | DK1 | 89.6575 | 347.625 | 291.25 | 728.5325 | 638.875
2023-03-25 18:00 | DK1 | 19.3708 | 265.5 | 204.375 | 489.2458 | 469.875
2023-03-25 19:00 | DK1 | 7.0425 | 333.0833 | 292.2917 | 632.4175 | 625.375
2023-03-25 20:00 | DK1 | 5.735 | 487.5833 | 353.5833 | 846.9017 | 841.1667
2023-03-25 21:00 | DK1 | 4.6204 | 548.25 | 579.4167 | 1132.2871 | 1127.6667
2023-03-25 22:00 | DK1 | 3.5021 | 541.2917 | 433.7083 | 978.5021 | 975
2023-03-25 23:00 | DK1 | 2.3871 | 650.5833 | 592.625 | 1245.5954 | 1243.2083
2023-03-26 | DK1 | 1.2721 | 776.6667 | 702.5417 | 1480.4805 | 1479.2084
2023-03-26 01:00 | DK1 | 0.15375 | 921.25 | 831.6667 | 1753.0704 | 1752.9167
2023-03-26 03:00 | DK1 | 0 | 1034.375 | 854.1667 | 1888.5417 | 1888.5417
2023-03-26 04:00 | DK1 | 0 | 1685.9584 | 507.75 | 2193.7084 | 2193.7084
2023-03-26 05:00 | DK1 | 0 | 1263.9166 | 862.8333 | 2126.7499 | 2126.7499
2023-03-26 06:00 | DK1 | 0.018333 | 1314.5 | 934.0417 | 2248.56 | 2248.5417
2023-03-26 07:00 | DK1 | 30.8392 | 1243.2916 | 908.625 | 2182.7558 | 2151.9166
2023-03-26 08:00 | DK1 | 228.6013 | 960 | 870.7917 | 2059.3929 | 1830.7917
2023-03-26 09:00 | DK1 | 463.6983 | 975.5833 | 809.75 | 2249.0316 | 1785.3333
2023-03-26 10:00 | DK1 | 704.2263 | 1086.4166 | 808.2083 | 2598.8512 | 1894.6249
2023-03-26 11:00 | DK1 | 861.5371 | 1082.8334 | 822.9167 | 2767.2872 | 1905.7501
2023-03-26 12:00 | DK1 | 1030.6763 | 995.7917 | 771.6667 | 2798.1346 | 1767.4584
2023-03-26 13:00 | DK1 | 1090.3008 | 952.4583 | 817.5417 | 2860.3008 | 1770
2023-03-26 14:00 | DK1 | 1152.4912 | 1030.875 | 787 | 2970.3662 | 1817.875
2023-03-26 15:00 | DK1 | 1057.8204 | 1077.1666 | 842.625 | 2977.6121 | 1919.7916
2023-03-26 16:00 | DK1 | 841.7292 | 1205.2084 | 896.4167 | 2943.3542 | 2101.6251
2023-03-26 17:00 | DK1 | 599.4404 | 1137 | 969.125 | 2705.5654 | 2106.125
2023-03-26 18:00 | DK1 | 285.0883 | 1107.9166 | 925.625 | 2318.63 | 2033.5416
2023-03-26 19:00 | DK1 | 32.3567 | 809.8333 | 1021.0833 | 1863.2733 | 1830.9166
2023-03-26 20:00 | DK1 | 8.095 | 532.9167 | 967.75 | 1508.7617 | 1500.6667
2023-03-26 21:00 | DK1 | 5.4887 | 370 | 926.9167 | 1302.4054 | 1296.9167
2023-03-26 22:00 | DK1 | 4.425 | 300.5417 | 746.7917 | 1051.7583 | 1047.3333
2023-03-26 23:00 | DK1 | 3.36 | 224.125 | 884.5 | 1111.985 | 1108.625
2023-03-27 | DK1 | 2.2912 | 190.375 | 913.9167 | 1106.5829 | 1104.2917
2023-03-27 01:00 | DK1 | 1.2275 | 215.375 | 969.25 | 1185.8525 | 1184.625
2023-03-27 02:00 | DK1 | 0.1625 | 264.5833 | 905.125 | 1169.8708 | 1169.7083
2023-03-27 03:00 | DK1 | 0 | 321.7917 | 786.0833 | 1107.875 | 1107.875
2023-03-27 04:00 | DK1 | 0 | 438.5833 | 705.625 | 1144.2083 | 1144.2083
2023-03-27 05:00 | DK1 | 0 | 585.4583 | 712.6667 | 1298.125 | 1298.125
2023-03-27 06:00 | DK1 | 0.044167 | 523.75 | 637.125 | 1160.9192 | 1160.875
2023-03-27 07:00 | DK1 | 49.2912 | 597.375 | 734.25 | 1380.9162 | 1331.625
2023-03-27 08:00 | DK1 | 334.6154 | 791.9167 | 802.9167 | 1929.4488 | 1594.8334
2023-03-27 09:00 | DK1 | 681.3513 | 830.7083 | 867.375 | 2379.4346 | 1698.0833
2023-03-27 10:00 | DK1 | 939.8654 | 1062.0416 | 797.5833 | 2799.4904 | 1859.6249
2023-03-27 11:00 | DK1 | 812.0883 | 1428.375 | 768.2917 | 3008.755 | 2196.6667
2023-03-27 12:00 | DK1 | 973.0125 | 1825.0834 | 733.5417 | 3531.6376 | 2558.6251
2023-03-27 13:00 | DK1 | 1014.645 | 2004.9584 | 746.5833 | 3766.1867 | 2751.5417
2023-03-27 14:00 | DK1 | 939.8367 | 2245.75 | 637.2917 | 3822.8784 | 2883.0417
2023-03-27 15:00 | DK1 | 565.2025 | 2240.5417 | 708.3333 | 3514.0776 | 2948.8751
2023-03-27 16:00 | DK1 | 627.1884 | 2182.6667 | 706.25 | 3516.1051 | 2888.9167
2023-03-27 17:00 | DK1 | 485.68 | 1980 | 773.875 | 3239.555 | 2753.875
2023-03-27 18:00 | DK1 | 208.3513 | 1526.7916 | 770.625 | 2505.7679 | 2297.4166
2023-03-27 19:00 | DK1 | 35.0054 | 962.625 | 749.9583 | 1747.5887 | 1712.5833
2023-03-27 20:00 | DK1 | 8.9417 | 1033.4584 | 875.8333 | 1918.2334 | 1909.2917
2023-03-27 21:00 | DK1 | 6.7546 | 788.4583 | 1054.5416 | 1849.7545 | 1842.9999
2023-03-27 22:00 | DK1 | 5.0692 | 520.625 | 673.125 | 1198.8192 | 1193.75
2023-03-27 23:00 | DK1 | 3.8525 | 368.8333 | 736.75 | 1109.4358 | 1105.5833
2023-03-28 | DK1 | 2.3204 | 333.6667 | 631.9583 | 967.9454 | 965.625
2023-03-28 01:00 | DK1 | 1.2521 | 338.625 | 732.0833 | 1071.9604 | 1070.7083
2023-03-28 02:00 | DK1 | 0.18083 | 401.625 | 859.4167 | 1261.2225 | 1261.0417
2023-03-28 03:00 | DK1 | 0 | 304.4583 | 670.4583 | 974.9167 | 974.9167
2023-03-28 04:00 | DK1 | 0 | 270.0417 | 602.875 | 872.9167 | 872.9167
2023-03-28 05:00 | DK1 | 0 | 222.4583 | 467.75 | 690.2083 | 690.2083
2023-03-28 06:00 | DK1 | 0.11083 | 97.3333 | 262.5 | 359.9442 | 359.8333
2023-03-28 07:00 | DK1 | 63.5196 | 89.125 | 189.0833 | 341.7279 | 278.2083
2023-03-28 08:00 | DK1 | 372.7079 | 58.125 | 170 | 600.8329 | 228.125
2023-03-28 09:00 | DK1 | 720.6879 | 88.2917 | 62.7917 | 871.7713 | 151.0833
2023-03-28 10:00 | DK1 | 930.6658 | 96 | 91.2917 | 1117.9575 | 187.2917
2023-03-28 11:00 | DK1 | 994.3766 | 119.4167 | 37.375 | 1151.1683 | 156.7917
2023-03-28 12:00 | DK1 | 944.3741 | 181.375 | 157.5 | 1283.2491 | 338.875
2023-03-28 13:00 | DK1 | 656.945 | 326.5 | 204.125 | 1187.57 | 530.625
2023-03-28 14:00 | DK1 | 764.3017 | 447.2917 | 269.2083 | 1480.8017 | 716.5
2023-03-28 15:00 | DK1 | 583.7296 | 513.0833 | 252.5 | 1349.3129 | 765.5833
2023-03-28 16:00 | DK1 | 487.4213 | 714.2083 | 382.2083 | 1583.8379 | 1096.4167
2023-03-28 17:00 | DK1 | 380.5533 | 823.75 | 421.8333 | 1626.1367 | 1245.5833
2023-03-28 18:00 | DK1 | 171.7962 | 873.0417 | 555.375 | 1600.2129 | 1428.4167
2023-03-28 19:00 | DK1 | 6.2467 | 862.7083 | 644.5833 | 1513.5383 | 1507.2916
2023-03-28 20:00 | DK1 | 1.8979 | 1055.4166 | 616.0417 | 1673.3562 | 1671.4583
2023-03-28 21:00 | DK1 | 0.10417 | 1180.5834 | 872.625 | 2053.3125 | 2053.2084
2023-03-28 22:00 | DK1 | 0.088333 | 1255.6666 | 1052.375 | 2308.13 | 2308.0416
2023-03-28 23:00 | DK1 | 0.066667 | 1458.875 | 913.875 | 2372.8167 | 2372.75
2023-03-29 | DK1 | 0.045833 | 1714.3334 | 919.5833 | 2633.9625 | 2633.9167
2023-03-29 01:00 | DK1 | 0.024583 | 1646.0834 | 937.125 | 2583.233 | 2583.2084
2023-03-29 02:00 | DK1 | 0.00125 | 1638.1666 | 907.5 | 2545.6679 | 2545.6666
2023-03-29 03:00 | DK1 | 0 | 1511.2916 | 893 | 2404.2916 | 2404.2916
2023-03-29 04:00 | DK1 | 0 | 1256.9584 | 880.25 | 2137.2084 | 2137.2084
2023-03-29 05:00 | DK1 | 0 | 1146.625 | 776.4583 | 1923.0833 | 1923.0833
2023-03-29 06:00 | DK1 | 0.03125 | 989.625 | 788.75 | 1778.4062 | 1778.375
2023-03-29 07:00 | DK1 | 14.7133 | 726.3333 | 858.5833 | 1599.63 | 1584.9166
2023-03-29 08:00 | DK1 | 65.7342 | 698.9167 | 821.7917 | 1586.4425 | 1520.7084
2023-03-29 09:00 | DK1 | 92.6604 | 844.2917 | 665.1667 | 1602.1188 | 1509.4584
2023-03-29 10:00 | DK1 | 180.0538 | 734.7083 | 612.7917 | 1527.5538 | 1347.5
2023-03-29 11:00 | DK1 | 302.475 | 624.9167 | 569.5417 | 1496.9334 | 1194.4584
2023-03-29 12:00 | DK1 | 246.2717 | 579.4167 | 483.0833 | 1308.7717 | 1062.5
2023-03-29 13:00 | DK1 | 248.2946 | 526.375 | 283.1667 | 1057.8362 | 809.5417
2023-03-29 14:00 | DK1 | 252.0921 | 407.5417 | 272.375 | 932.0087 | 679.9167
2023-03-29 15:00 | DK1 | 155.1337 | 409.9583 | 257.125 | 822.2171 | 667.0833
2023-03-29 16:00 | DK1 | 134.5979 | 318.125 | 110.375 | 563.0979 | 428.5
2023-03-29 17:00 | DK1 | 116.3871 | 215.0833 | 146.0417 | 477.5121 | 361.125
2023-03-29 18:00 | DK1 | 45.4233 | 235.9583 | 128.125 | 409.5067 | 364.0833
2023-03-29 19:00 | DK1 | 2.05 | 248.4167 | 91.9167 | 342.3833 | 340.3333
2023-03-29 20:00 | DK1 | 0.09 | 281.2083 | 81.9167 | 363.215 | 363.125
2023-03-29 21:00 | DK1 | 0.12958 | 348.125 | 83.2917 | 431.5462 | 431.4167
2023-03-29 22:00 | DK1 | 0.10125 | 464.8333 | 185 | 649.9346 | 649.8333
2023-03-29 23:00 | DK1 | 0.08125 | 514.7917 | 166.375 | 681.2479 | 681.1667
2023-03-30 | DK1 | 0.055833 | 623.7083 | 300.75 | 924.5141 | 924.4583
2023-03-30 01:00 | DK1 | 0.03 | 703.625 | 405.4583 | 1109.1133 | 1109.0833
2023-03-30 02:00 | DK1 | 0 | 850.5 | 458.2917 | 1308.7917 | 1308.7917
2023-03-30 03:00 | DK1 | 0 | 1018.9583 | 556.9583 | 1575.9166 | 1575.9166
2023-03-30 04:00 | DK1 | 0 | 1131.4584 | 782.25 | 1913.7084 | 1913.7084
2023-03-30 05:00 | DK1 | 0 | 1279 | 859.4583 | 2138.4583 | 2138.4583
2023-03-30 06:00 | DK1 | 0.015833 | 1548.6666 | 936.0833 | 2484.7658 | 2484.7499
2023-03-30 07:00 | DK1 | 6.1008 | 1607.7916 | 1028.7084 | 2642.6008 | 2636.5
2023-03-30 08:00 | DK1 | 25.6467 | 1639.5834 | 980.4583 | 2645.6884 | 2620.0417
2023-03-30 09:00 | DK1 | 49.1183 | 1911.125 | 1081.8334 | 3042.0767 | 2992.9584
2023-03-30 10:00 | DK1 | 60.5104 | 1725.75 | 1089.8334 | 2876.0938 | 2815.5834
2023-03-30 11:00 | DK1 | 95.1425 | 1575.9584 | 1097.25 | 2768.3509 | 2673.2084
2023-03-30 12:00 | DK1 | 124.2637 | 1738.5834 | 1109.2916 | 2972.1387 | 2847.875
2023-03-30 13:00 | DK1 | 172.1317 | 1781.125 | 1074.875 | 3028.1317 | 2856
2023-03-30 14:00 | DK1 | 179.8575 | 1680 | 1065.5416 | 2925.3991 | 2745.5416
2023-03-30 15:00 | DK1 | 175.2133 | 1521.0834 | 1046.7084 | 2743.0051 | 2567.7917
2023-03-30 16:00 | DK1 | 153.8554 | 1535.875 | 978.3333 | 2668.0637 | 2514.2083
2023-03-30 17:00 | DK1 | 102.0992 | 1587.0416 | 822.0417 | 2511.1825 | 2409.0833
2023-03-30 18:00 | DK1 | 45.1662 | 1364.7084 | 728.5 | 2138.3746 | 2093.2084
2023-03-30 19:00 | DK1 | 12.6988 | 1093.5834 | 599 | 1705.2821 | 1692.5834
2023-03-30 20:00 | DK1 | 1.9646 | 945.625 | 703.125 | 1650.7146 | 1648.75
2023-03-30 21:00 | DK1 | 0.11583 | 830.125 | 799.7917 | 1630.0325 | 1629.9167
2023-03-30 22:00 | DK1 | 1.2408 | 1013.75 | 772.75 | 1787.7408 | 1786.5
2023-03-30 23:00 | DK1 | 0.94333 | 1197.875 | 765.5417 | 1964.36 | 1963.4167
2023-03-31 | DK1 | 0.645 | 1104.6666 | 683.75 | 1789.0616 | 1788.4166
2023-03-31 01:00 | DK1 | 0.027083 | 920.625 | 476.875 | 1397.5271 | 1397.5
2023-03-31 02:00 | DK1 | 0.002917 | 853.7917 | 377.5833 | 1231.3779 | 1231.375
2023-03-31 03:00 | DK1 | 0 | 690.7083 | 184.875 | 875.5833 | 875.5833
2023-03-31 04:00 | DK1 | 0 | 699.6667 | 177.5 | 877.1667 | 877.1667
2023-03-31 05:00 | DK1 | 0 | 626.2917 | 124 | 750.2917 | 750.2917
2023-03-31 06:00 | DK1 | 0.13333 | 539.0833 | 106.75 | 645.9666 | 645.8333
2023-03-31 07:00 | DK1 | 22.5083 | 433.0417 | 71.4583 | 527.0083 | 504.5
2023-03-31 08:00 | DK1 | 99.4483 | 424.6667 | 84.3333 | 608.4483 | 509
2023-03-31 09:00 | DK1 | 141.4808 | 527.0833 | 23.4167 | 691.9808 | 550.5
2023-03-31 10:00 | DK1 | 233.4942 | 625.9583 | 53.625 | 913.0775 | 679.5833
2023-03-31 11:00 | DK1 | 275.8633 | 649.125 | 28.5417 | 953.53 | 677.6667
2023-03-31 12:00 | DK1 | 348.8946 | 654.1667 | 75.5 | 1078.5613 | 729.6667
2023-03-31 13:00 | DK1 | 379.2846 | 725.25 | 78.9583 | 1183.4929 | 804.2083
2023-03-31 14:00 | DK1 | 330.5721 | 846.1667 | 131.0417 | 1307.7804 | 977.2084
2023-03-31 15:00 | DK1 | 290.6196 | 965.9583 | 187.5 | 1444.0779 | 1153.4583
2023-03-31 16:00 | DK1 | 187.2029 | 1100.5416 | 446.5 | 1734.2445 | 1547.0416
2023-03-31 17:00 | DK1 | 106.3829 | 1266.1666 | 598.8333 | 1971.3829 | 1864.9999
2023-03-31 18:00 | DK1 | 56.6213 | 1380.0416 | 845.375 | 2282.0379 | 2225.4166
2023-03-31 19:00 | DK1 | 8.9146 | 1443.25 | 929.375 | 2381.5396 | 2372.625
2023-03-31 20:00 | DK1 | 1.3667 | 1727.125 | 949.3333 | 2677.825 | 2676.4583
2023-03-31 21:00 | DK1 | 0.12417 | 1928.125 | 1000.4583 | 2928.7075 | 2928.5833
2023-03-31 22:00 | DK1 | 0.10333 | 2106.0417 | 989.2083 | 3095.3534 | 3095.2501
2023-03-31 23:00 | DK1 | 0.07625 | 2249.25 | 1099.6666 | 3348.9929 | 3348.9166
2023-04-01 | DK1 | 0.0525 | 2569.125 | 1078.7916 | 3647.9691 | 3647.9166
2023-04-01 01:00 | DK1 | 0.027083 | 2689.25 | 1098.125 | 3787.4021 | 3787.375
2023-04-01 02:00 | DK1 | 0.00375 | 2799 | 1063.3334 | 3862.3371 | 3862.3334
2023-04-01 03:00 | DK1 | 0 | 2726.125 | 1084.7916 | 3810.9166 | 3810.9166
2023-04-01 04:00 | DK1 | 0 | 2752.6667 | 1042.375 | 3795.0417 | 3795.0417
2023-04-01 05:00 | DK1 | 0 | 2745.9583 | 1071.5 | 3817.4583 | 3817.4583
2023-04-01 06:00 | DK1 | 0.26792 | 2874.875 | 1045.1666 | 3920.3095 | 3920.0416
2023-04-01 07:00 | DK1 | 44.4996 | 2676.6667 | 1084.2084 | 3805.3747 | 3760.8751
2023-04-01 08:00 | DK1 | 215.3629 | 2726.3333 | 1128.7916 | 4070.4878 | 3855.1249
2023-04-01 09:00 | DK1 | 397.6279 | 3177.9583 | 1110.6666 | 4686.2528 | 4288.6249
2023-04-01 10:00 | DK1 | 663.9783 | 3013.5417 | 1100.9584 | 4778.4785 | 4114.5001
2023-04-01 11:00 | DK1 | 924.1796 | 3006.0833 | 1067.625 | 4997.8878 | 4073.7083
2023-04-01 12:00 | DK1 | 1021.77 | 2884.4167 | 993.75 | 4899.9368 | 3878.1667
2023-04-01 13:00 | DK1 | 1103.3617 | 2801.5 | 976.625 | 4881.4867 | 3778.125
2023-04-01 14:00 | DK1 | 1240.717 | 2769.5 | 890.5833 | 4900.8004 | 3660.0833
2023-04-01 15:00 | DK1 | 1216.9912 | 2736.6667 | 813 | 4766.658 | 3549.6667
2023-04-01 16:00 | DK1 | 1057.3058 | 2659.75 | 805.375 | 4522.4308 | 3465.125
2023-04-01 17:00 | DK1 | 779.1834 | 2465.4583 | 745.6667 | 3990.3083 | 3211.1249
2023-04-01 18:00 | DK1 | 390.3813 | 2135.125 | 794.625 | 3320.1313 | 2929.75
2023-04-01 19:00 | DK1 | 34.2917 | 1694.6666 | 805.625 | 2534.5833 | 2500.2916
2023-04-01 20:00 | DK1 | 6.8008 | 1450.7084 | 882.625 | 2340.1342 | 2333.3334
2023-04-01 21:00 | DK1 | 0.21458 | 1210.3334 | 913.0417 | 2123.5896 | 2123.3751
2023-04-01 22:00 | DK1 | 0.10042 | 1166.1666 | 904.0833 | 2070.3504 | 2070.2499
2023-04-01 23:00 | DK1 | 0.079583 | 1107.5 | 942.9583 | 2050.5379 | 2050.4583
2023-04-02 | DK1 | 0.055 | 960 | 862.625 | 1822.68 | 1822.625
2023-04-02 01:00 | DK1 | 0.027083 | 883.1667 | 595.25 | 1478.4438 | 1478.4167
2023-04-02 02:00 | DK1 | 0.028333 | 759.9167 | 536.3333 | 1296.2783 | 1296.25
2023-04-02 03:00 | DK1 | 0 | 664.7083 | 544.9583 | 1209.6666 | 1209.6666
2023-04-02 04:00 | DK1 | 0 | 673.5417 | 431.75 | 1105.2917 | 1105.2917
2023-04-02 05:00 | DK1 | 0 | 632.0833 | 360.75 | 992.8333 | 992.8333
2023-04-02 06:00 | DK1 | 1.2212 | 551.9167 | 330.0417 | 883.1796 | 881.9583
2023-04-02 07:00 | DK1 | 113.205 | 621.375 | 350.0833 | 1084.6633 | 971.4583
2023-04-02 08:00 | DK1 | 447.5758 | 539.2083 | 379.8333 | 1366.6175 | 919.0417
2023-04-02 09:00 | DK1 | 774.3937 | 466.4167 | 337.75 | 1578.5604 | 804.1667
2023-04-02 10:00 | DK1 | 1264.99 | 478.9167 | 300.0417 | 2043.9483 | 778.9583
2023-04-02 11:00 | DK1 | 1545.3158 | 619 | 236.9583 | 2401.2741 | 855.9583
2023-04-02 12:00 | DK1 | 1616.5875 | 910.5417 | 187.75 | 2714.8792 | 1098.2917
2023-04-02 13:00 | DK1 | 1613.8296 | 1094.2916 | 228.5 | 2936.6212 | 1322.7916
2023-04-02 14:00 | DK1 | 1535.033 | 1092.75 | 216.5 | 2844.283 | 1309.25
2023-04-02 15:00 | DK1 | 1414.8175 | 989.625 | 282.6667 | 2687.1092 | 1272.2917
2023-04-02 16:00 | DK1 | 1192.8583 | 944.125 | 346.25 | 2483.2333 | 1290.375
2023-04-02 17:00 | DK1 | 840.155 | 797.7917 | 349.75 | 1987.6967 | 1147.5417
2023-04-02 18:00 | DK1 | 400.0338 | 633.9167 | 398.125 | 1432.0754 | 1032.0417
2023-04-02 19:00 | DK1 | 22.0175 | 485.25 | 439.2917 | 946.5592 | 924.5417
2023-04-02 20:00 | DK1 | 7.6008 | 369.2083 | 412.9167 | 789.7258 | 782.125
2023-04-02 21:00 | DK1 | 0.28792 | 342.9583 | 421.9167 | 765.1629 | 764.875
2023-04-02 22:00 | DK1 | 0.092083 | 278 | 300.5 | 578.5921 | 578.5
2023-04-02 23:00 | DK1 | 0.075417 | 226.4583 | 310.25 | 536.7837 | 536.7083
2023-04-03 | DK1 | 0.048333 | 176.3333 | 171.2083 | 347.59 | 347.5417
2023-04-03 01:00 | DK1 | 0.02625 | 177.125 | 103.7917 | 280.9429 | 280.9167
2023-04-03 02:00 | DK1 | 0.002917 | 190.9167 | 119.1667 | 310.0863 | 310.0833
2023-04-03 03:00 | DK1 | 0 | 194.7083 | 103.5833 | 298.2917 | 298.2917
2023-04-03 04:00 | DK1 | 0 | 153.3333 | 56.5417 | 209.875 | 209.875
2023-04-03 05:00 | DK1 | 0 | 108.6667 | 70.9583 | 179.625 | 179.625
2023-04-03 06:00 | DK1 | 1.6467 | 100.3333 | 76.9583 | 178.9383 | 177.2917
2023-04-03 07:00 | DK1 | 125.0587 | 94.2917 | 61.4167 | 280.7671 | 155.7083
2023-04-03 08:00 | DK1 | 471.0142 | 111.625 | 43.2917 | 625.9308 | 154.9167
2023-04-03 09:00 | DK1 | 727.255 | 111.8333 | 19.75 | 858.8383 | 131.5833
2023-04-03 10:00 | DK1 | 1093.9587 | 73.5417 | 14.875 | 1182.3754 | 88.4167
2023-04-03 11:00 | DK1 | 1350.0754 | 136.0833 | 8.3333 | 1494.4921 | 144.4167
2023-04-03 12:00 | DK1 | 1448.4221 | 170.0417 | 0.41667 | 1618.8805 | 170.4583
2023-04-03 13:00 | DK1 | 1434.1804 | 152.3333 | 0.16667 | 1586.6804 | 152.5
2023-04-03 14:00 | DK1 | 1330.8308 | 137.7083 | 1.7083 | 1470.2475 | 139.4167
2023-04-03 15:00 | DK1 | 1273.0396 | 132.375 | 8.6667 | 1414.0812 | 141.0417
2023-04-03 16:00 | DK1 | 1053.7329 | 128.75 | 12.0417 | 1194.5246 | 140.7917
2023-04-03 17:00 | DK1 | 754.54 | 108.4167 | 23 | 885.9566 | 131.4167
2023-04-03 18:00 | DK1 | 351.8533 | 120.0833 | 23.625 | 495.5617 | 143.7083
2023-04-03 19:00 | DK1 | 18.1092 | 96.9167 | 20.6667 | 135.6925 | 117.5833
2023-04-03 20:00 | DK1 | 9.4217 | 77.0833 | 7.5833 | 94.0883 | 84.6667
2023-04-03 21:00 | DK1 | 0.39458 | 96.5417 | 1.5417 | 98.4779 | 98.0833
2023-04-03 22:00 | DK1 | 0.11042 | 71 | 10.4583 | 81.5687 | 81.4583
2023-04-03 23:00 | DK1 | 0.082083 | 60.75 | 10.0417 | 70.8738 | 70.7917
2023-04-04 | DK1 | 0.0575 | 68.625 | 22.1667 | 90.8492 | 90.7917
2023-04-04 01:00 | DK1 | 0.03125 | 86.9167 | 30.125 | 117.0729 | 117.0417
2023-04-04 02:00 | DK1 | 0.004583 | 125.5833 | 1.4167 | 127.0046 | 127
2023-04-04 03:00 | DK1 | 0 | 182.5833 | 0.5 | 183.0833 | 183.0833
2023-04-04 04:00 | DK1 | 0 | 158.2083 | 16.0833 | 174.2917 | 174.2917
2023-04-04 05:00 | DK1 | 0 | 214.5417 | 19.5833 | 234.125 | 234.125
2023-04-04 06:00 | DK1 | 5.5729 | 220.25 | 15.5 | 241.3229 | 235.75
2023-04-04 07:00 | DK1 | 110.4587 | 237.1667 | 23.5417 | 371.1671 | 260.7083
2023-04-04 08:00 | DK1 | 395.7175 | 237.2083 | 46.4583 | 679.3842 | 283.6667
2023-04-04 09:00 | DK1 | 697.6454 | 220.0833 | 55 | 972.7288 | 275.0833
2023-04-04 10:00 | DK1 | 802.5321 | 197.5833 | 44.375 | 1044.4904 | 241.9583
2023-04-04 11:00 | DK1 | 1004.2596 | 331.875 | 24.25 | 1360.3846 | 356.125
2023-04-04 12:00 | DK1 | 1171.7559 | 308.6667 | 17.2917 | 1497.7142 | 325.9583
2023-04-04 13:00 | DK1 | 1160.2887 | 277.9167 | 1.8333 | 1440.0387 | 279.75
2023-04-04 14:00 | DK1 | 1087.3179 | 255.5833 | 1.1667 | 1344.0679 | 256.75
2023-04-04 15:00 | DK1 | 944.2692 | 265.1667 | 4.5417 | 1213.9775 | 269.7083
2023-04-04 16:00 | DK1 | 792.8021 | 230.5833 | 7.6667 | 1031.0521 | 238.25
2023-04-04 17:00 | DK1 | 479.2825 | 233.0417 | 9.25 | 721.5742 | 242.2917
2023-04-04 18:00 | DK1 | 279.4246 | 221.125 | 15.9167 | 516.4663 | 237.0417
2023-04-04 19:00 | DK1 | 20.8871 | 177.7917 | 15.625 | 214.3038 | 193.4167
2023-04-04 20:00 | DK1 | 7.4679 | 153.9167 | 8.25 | 169.6346 | 162.1667
2023-04-04 21:00 | DK1 | 0.10583 | 177.5 | 4.9167 | 182.5225 | 182.4167
2023-04-04 22:00 | DK1 | 0.11208 | 157.9583 | 13.5 | 171.5704 | 171.4583
2023-04-04 23:00 | DK1 | 0.0875 | 117.6667 | 14.2917 | 132.0458 | 131.9583
2023-04-05 | DK1 | 0.058333 | 117.5833 | 14.875 | 132.5167 | 132.4583
2023-04-05 01:00 | DK1 | 0.03125 | 127.125 | 33.625 | 160.7812 | 160.75
2023-04-05 02:00 | DK1 | 0.004583 | 91.3333 | 49.1667 | 140.5046 | 140.5
2023-04-05 03:00 | DK1 | 0 | 62.4167 | 39.2917 | 101.7083 | 101.7083
2023-04-05 04:00 | DK1 | 0 | 40.75 | 32.9583 | 73.7083 | 73.7083
2023-04-05 05:00 | DK1 | 0 | 16.0417 | 33.125 | 49.1667 | 49.1667
2023-04-05 06:00 | DK1 | 6.0596 | 16.6667 | 23.4583 | 46.1846 | 40.125
2023-04-05 07:00 | DK1 | 124.2425 | 14.5 | 13.3333 | 152.0758 | 27.8333
2023-04-05 08:00 | DK1 | 398.8962 | 25.625 | 2.2083 | 426.7296 | 27.8333
2023-04-05 09:00 | DK1 | 517.0692 | 21.9583 | 0.91667 | 539.9442 | 22.875
2023-04-05 10:00 | DK1 | 827.4637 | 22.125 | 0.45833 | 850.0471 | 22.5833
2023-04-05 11:00 | DK1 | 1340.6721 | 38.3333 | 10.2083 | 1389.2138 | 48.5417
2023-04-05 12:00 | DK1 | 1620.4371 | 61.4167 | 25.7917 | 1707.6455 | 87.2083
2023-04-05 13:00 | DK1 | 1370.0829 | 100.9583 | 48.0833 | 1519.1246 | 149.0417
2023-04-05 14:00 | DK1 | 1249.7305 | 155.9167 | 41.4167 | 1447.0638 | 197.3333
2023-04-05 15:00 | DK1 | 1099.9921 | 195.2083 | 54.6667 | 1349.8671 | 249.875
2023-04-05 16:00 | DK1 | 926.7258 | 240.625 | 72.625 | 1239.9758 | 313.25
2023-04-05 17:00 | DK1 | 649.7317 | 246.375 | 96.125 | 992.2317 | 342.5
2023-04-05 18:00 | DK1 | 334.215 | 316.4583 | 165.625 | 816.2983 | 482.0833
2023-04-05 19:00 | DK1 | 52.5121 | 272 | 155.9167 | 480.4288 | 427.9167
2023-04-05 20:00 | DK1 | 11.0312 | 196.875 | 173.875 | 381.7812 | 370.75
2023-04-05 21:00 | DK1 | 0.13 | 198.375 | 303.5833 | 502.0883 | 501.9583
2023-04-05 22:00 | DK1 | 0.10667 | 173.8333 | 103.7083 | 277.6483 | 277.5417
2023-04-05 23:00 | DK1 | 0.086667 | 102.2917 | 88.6667 | 191.045 | 190.9583
2023-04-06 | DK1 | 0.059167 | 70.875 | 20.5833 | 91.5175 | 91.4583
2023-04-06 01:00 | DK1 | 0.03375 | 63.7083 | 0.125 | 63.8671 | 63.8333
2023-04-06 02:00 | DK1 | 0.002917 | 86.25 | 3.7083 | 89.9612 | 89.9583
2023-04-06 03:00 | DK1 | 0 | 105.875 | 27.3333 | 133.2083 | 133.2083
2023-04-06 04:00 | DK1 | 0 | 142.4167 | 65.3333 | 207.75 | 207.75
2023-04-06 05:00 | DK1 | 0 | 126.8333 | 86.2917 | 213.125 | 213.125
2023-04-06 06:00 | DK1 | 5.7246 | 153.9583 | 111.875 | 271.5579 | 265.8333
2023-04-06 07:00 | DK1 | 113.7375 | 223.7917 | 96.0417 | 433.5708 | 319.8333
2023-04-06 08:00 | DK1 | 359.0179 | 303.5417 | 186.75 | 849.3096 | 490.2917
2023-04-06 09:00 | DK1 | 536.8467 | 316.75 | 275.625 | 1129.2217 | 592.375
2023-04-06 10:00 | DK1 | 837.5704 | 250.75 | 347 | 1435.3204 | 597.75
2023-04-06 11:00 | DK1 | 1054.8379 | 363.0417 | 397.4167 | 1815.2962 | 760.4583
2023-04-06 12:00 | DK1 | 1195.6 | 539.4583 | 393.625 | 2128.6833 | 933.0833
2023-04-06 13:00 | DK1 | 1111.7333 | 726.25 | 484.0833 | 2322.0666 | 1210.3333
2023-04-06 14:00 | DK1 | 1086.4 | 796.3333 | 508.3333 | 2391.0667 | 1304.6667
2023-04-06 15:00 | DK1 | 1053.6763 | 913.75 | 417.2083 | 2384.6346 | 1330.9583
2023-04-06 16:00 | DK1 | 914.7329 | 1009.9167 | 311 | 2235.6496 | 1320.9167
2023-04-06 17:00 | DK1 | 766.4984 | 1247.4166 | 295.9583 | 2309.8733 | 1543.375
2023-04-06 18:00 | DK1 | 395.7087 | 1380.8334 | 309.625 | 2086.1671 | 1690.4584
2023-04-06 19:00 | DK1 | 86.47 | 1159.4166 | 552.7083 | 1798.5949 | 1712.1249
2023-04-06 20:00 | DK1 | 0.64458 | 1249.75 | 790.9167 | 2041.3113 | 2040.6667
2023-04-06 21:00 | DK1 | 0.36875 | 1387.6666 | 827.0833 | 2215.1187 | 2214.7499
2023-04-06 22:00 | DK1 | 0.1125 | 1443.375 | 882.25 | 2325.7375 | 2325.625
2023-04-06 23:00 | DK1 | 0.085417 | 1176 | 1053.7084 | 2229.7938 | 2229.7084
2023-04-07 | DK1 | 0.06 | 1398.875 | 908.375 | 2307.31 | 2307.25
2023-04-07 01:00 | DK1 | 0.032083 | 1384.4584 | 1021.2083 | 2405.6988 | 2405.6667
2023-04-07 02:00 | DK1 | 0.002917 | 1408.9166 | 926.625 | 2335.5445 | 2335.5416
2023-04-07 03:00 | DK1 | 0 | 1375.375 | 892.8333 | 2268.2083 | 2268.2083
2023-04-07 04:00 | DK1 | 0 | 1294.5416 | 839 | 2133.5416 | 2133.5416
2023-04-07 05:00 | DK1 | 0.000417 | 1225.2916 | 820.5417 | 2045.8337 | 2045.8333
2023-04-07 06:00 | DK1 | 9.9317 | 1081.2084 | 844.1667 | 1935.3067 | 1925.3751
2023-04-07 07:00 | DK1 | 174.0142 | 1028.7084 | 867.1667 | 2069.8892 | 1895.8751
2023-04-07 08:00 | DK1 | 509.1329 | 1046.6666 | 798.375 | 2354.1745 | 1845.0416
2023-04-07 09:00 | DK1 | 842.6138 | 1083.2916 | 753.875 | 2679.7804 | 1837.1666
2023-04-07 10:00 | DK1 | 1314.2966 | 971.75 | 693.75 | 2979.7966 | 1665.5
2023-04-07 11:00 | DK1 | 1532.595 | 912.5417 | 503.7917 | 2948.9283 | 1416.3333
2023-04-07 12:00 | DK1 | 1647.278 | 1014.0417 | 427.2917 | 3088.6113 | 1441.3333
2023-04-07 13:00 | DK1 | 1623.1929 | 1214.75 | 422 | 3259.9429 | 1636.75
2023-04-07 14:00 | DK1 | 1555.2771 | 1354.1666 | 312.125 | 3221.5687 | 1666.2916
2023-04-07 15:00 | DK1 | 1367.6787 | 1394.25 | 304.7917 | 3066.7204 | 1699.0417
2023-04-07 16:00 | DK1 | 1157.8004 | 1428.5 | 244.0417 | 2830.3421 | 1672.5417
2023-04-07 17:00 | DK1 | 783.8529 | 1322.25 | 215.875 | 2321.9779 | 1538.125
2023-04-07 18:00 | DK1 | 376.9729 | 1143.2916 | 265 | 1785.2646 | 1408.2916
2023-04-07 19:00 | DK1 | 79.325 | 943.0833 | 361.7083 | 1384.1167 | 1304.7917
2023-04-07 20:00 | DK1 | 1.7175 | 814.5417 | 353.0833 | 1169.3425 | 1167.625
2023-04-07 21:00 | DK1 | 0.31917 | 617.0833 | 357.9167 | 975.3191 | 975
2023-04-07 22:00 | DK1 | 0.10625 | 541.25 | 371.875 | 913.2313 | 913.125
2023-04-07 23:00 | DK1 | 0.077083 | 506.4167 | 242.2083 | 748.7021 | 748.625
2023-04-08 | DK1 | 0.055417 | 463 | 225.5 | 688.5554 | 688.5
2023-04-08 01:00 | DK1 | 0.030833 | 401.6667 | 226.0417 | 627.7392 | 627.7083
2023-04-08 02:00 | DK1 | 0.002917 | 339.5833 | 164.5417 | 504.1279 | 504.125
2023-04-08 03:00 | DK1 | 0 | 302.2083 | 129.4167 | 431.625 | 431.625
2023-04-08 04:00 | DK1 | 0 | 302.5833 | 88.875 | 391.4583 | 391.4583
2023-04-08 05:00 | DK1 | 0.005833 | 328 | 116.875 | 444.8808 | 444.875
2023-04-08 06:00 | DK1 | 5.5675 | 299.4167 | 157.25 | 462.2342 | 456.6667
2023-04-08 07:00 | DK1 | 92.7217 | 287.9167 | 160.9583 | 541.5966 | 448.875
2023-04-08 08:00 | DK1 | 286.8342 | 255.5833 | 160.2917 | 702.7092 | 415.875
2023-04-08 09:00 | DK1 | 609.1271 | 260.25 | 118.75 | 988.1271 | 379
2023-04-08 10:00 | DK1 | 777.7654 | 266.9583 | 119.9167 | 1164.6404 | 386.875
2023-04-08 11:00 | DK1 | 1046.5229 | 252.5417 | 96.875 | 1395.9396 | 349.4167
2023-04-08 12:00 | DK1 | 1375.77 | 221.0833 | 90.1667 | 1687.02 | 311.25
2023-04-08 13:00 | DK1 | 1567.7541 | 244.9167 | 49.4583 | 1862.1292 | 294.375
2023-04-08 14:00 | DK1 | 1590.0083 | 275.5417 | 60.7083 | 1926.2583 | 336.25
2023-04-08 15:00 | DK1 | 1358.4071 | 317.7917 | 43.125 | 1719.3238 | 360.9167
2023-04-08 16:00 | DK1 | 1053.3425 | 303.25 | 51.2083 | 1407.8009 | 354.4583
2023-04-08 17:00 | DK1 | 754.2037 | 269.0833 | 45.625 | 1068.9121 | 314.7083
2023-04-08 18:00 | DK1 | 409.5379 | 246.6667 | 51.3333 | 707.5379 | 298
2023-04-08 19:00 | DK1 | 81.8542 | 223.9167 | 51.2917 | 357.0625 | 275.2083
2023-04-08 20:00 | DK1 | 1.03 | 313.4583 | 55.4583 | 369.9467 | 368.9167
2023-04-08 21:00 | DK1 | 0.20208 | 375.8333 | 73.0417 | 449.0771 | 448.875
2023-04-08 22:00 | DK1 | 0.10458 | 329.1667 | 87.25 | 416.5212 | 416.4167
2023-04-08 23:00 | DK1 | 0.08125 | 265.5 | 170.5 | 436.0813 | 436
2023-04-09 | DK1 | 0.05625 | 189.7083 | 135.875 | 325.6396 | 325.5833
2023-04-09 01:00 | DK1 | 0.030833 | 149.625 | 56.7083 | 206.3642 | 206.3333
2023-04-09 02:00 | DK1 | 0.002083 | 97.4167 | 55.9583 | 153.3771 | 153.375
2023-04-09 03:00 | DK1 | 0 | 80.7083 | 111.7083 | 192.4167 | 192.4167
2023-04-09 04:00 | DK1 | 0 | 60.4583 | 102.0833 | 162.5417 | 162.5417
2023-04-09 05:00 | DK1 | 0.019167 | 40.4583 | 111.4583 | 151.9358 | 151.9167
2023-04-09 06:00 | DK1 | 8.4046 | 28.3333 | 88.375 | 125.1129 | 116.7083
2023-04-09 07:00 | DK1 | 131.8 | 33.5833 | 130.625 | 296.0083 | 164.2083
2023-04-09 08:00 | DK1 | 370.7092 | 43.0833 | 131 | 544.7925 | 174.0833
2023-04-09 09:00 | DK1 | 680.4621 | 31.375 | 94.75 | 806.5871 | 126.125
2023-04-09 10:00 | DK1 | 1099.158 | 32.4167 | 95.75 | 1227.3246 | 128.1667
2023-04-09 11:00 | DK1 | 1262.7946 | 44.0417 | 70.6667 | 1377.5029 | 114.7083
2023-04-09 12:00 | DK1 | 1289.4321 | 72.375 | 46.4583 | 1408.2655 | 118.8333
2023-04-09 13:00 | DK1 | 1314.7446 | 135.25 | 62.4583 | 1512.453 | 197.7083
2023-04-09 14:00 | DK1 | 1242.9775 | 195.4167 | 68.9167 | 1507.3109 | 264.3333
2023-04-09 15:00 | DK1 | 1067.8833 | 285.5417 | 84.5417 | 1437.9666 | 370.0833
2023-04-09 16:00 | DK1 | 786.2383 | 307.2917 | 114.9583 | 1208.4883 | 422.25
2023-04-09 17:00 | DK1 | 572.9359 | 370.0833 | 67.125 | 1010.1442 | 437.2083
2023-04-09 18:00 | DK1 | 315.1804 | 375.4583 | 6.2083 | 696.8471 | 381.6667
2023-04-09 19:00 | DK1 | 87.6542 | 376.9167 | 14.5833 | 479.1542 | 391.5
2023-04-09 20:00 | DK1 | 2.3208 | 373.375 | 72.0417 | 447.7375 | 445.4167
2023-04-09 21:00 | DK1 | 0.11292 | 551.75 | 166.5 | 718.3629 | 718.25
2023-04-09 22:00 | DK1 | 0.11208 | 719.4167 | 313.0417 | 1032.5704 | 1032.4583
2023-04-09 23:00 | DK1 | 0.08875 | 799.5833 | 488.1667 | 1287.8387 | 1287.75
2023-04-10 | DK1 | 0.062917 | 859.0417 | 638.8333 | 1497.9379 | 1497.875
2023-04-10 01:00 | DK1 | 0.034583 | 914.2917 | 692.625 | 1606.9513 | 1606.9167
2023-04-10 02:00 | DK1 | 0.00625 | 868.25 | 703.25 | 1571.5062 | 1571.5
2023-04-10 03:00 | DK1 | 0 | 891.7917 | 768.2917 | 1660.0834 | 1660.0834
2023-04-10 04:00 | DK1 | 0 | 987.9167 | 876 | 1863.9167 | 1863.9167
2023-04-10 05:00 | DK1 | 0.04625 | 1166.6666 | 892.125 | 2058.8379 | 2058.7916
2023-04-10 06:00 | DK1 | 10.6108 | 1170.3334 | 984.25 | 2165.1942 | 2154.5834
2023-04-10 07:00 | DK1 | 153.6975 | 1163.5 | 1037.375 | 2354.5725 | 2200.875
2023-04-10 08:00 | DK1 | 408.0425 | 1266.9584 | 1057.7084 | 2732.7093 | 2324.6667
2023-04-10 09:00 | DK1 | 537.2196 | 1463.8334 | 990.0833 | 2991.1363 | 2453.9167
2023-04-10 10:00 | DK1 | 824.0579 | 1583.0416 | 1071.1666 | 3478.2662 | 2654.2083
2023-04-10 11:00 | DK1 | 1282.735 | 1529.5834 | 1003.4583 | 3815.7767 | 2533.0417
2023-04-10 12:00 | DK1 | 1198.5283 | 1693.2084 | 893.2083 | 3784.945 | 2586.4167
2023-04-10 13:00 | DK1 | 1091.5312 | 1808.125 | 155.25 | 3054.9062 | 1963.375
2023-04-10 14:00 | DK1 | 949.6788 | 1691.9584 | 198.5 | 2840.1371 | 1890.4584
2023-04-10 15:00 | DK1 | 739.85 | 1974.0834 | 182.5833 | 2896.5167 | 2156.6667
2023-04-10 16:00 | DK1 | 567.6708 | 2345.375 | 216.4167 | 3129.4625 | 2561.7917
2023-04-10 17:00 | DK1 | 424.9004 | 2750.2083 | 215.375 | 3390.4837 | 2965.5833
2023-04-10 18:00 | DK1 | 176.3346 | 2729.1667 | 1099.9166 | 4005.418 | 3829.0834
2023-04-10 19:00 | DK1 | 34.4454 | 2609.75 | 1108.6666 | 3752.862 | 3718.4166
2023-04-10 20:00 | DK1 | 0.41292 | 2789.0833 | 1125.125 | 3914.6212 | 3914.2083
2023-04-10 21:00 | DK1 | 0.13625 | 2986.1667 | 1126.75 | 4113.053 | 4112.9167
2023-04-10 22:00 | DK1 | 0.12208 | 3034.375 | 1086.0834 | 4120.5805 | 4120.4584
2023-04-10 23:00 | DK1 | 0.082917 | 2592.2083 | 1101.25 | 3693.5412 | 3693.4583
2023-04-11 | DK1 | 0.06 | 2594.25 | 1102.2916 | 3696.6016 | 3696.5416
2023-04-11 01:00 | DK1 | 0.03375 | 2405.9583 | 1057 | 3462.992 | 3462.9583
2023-04-11 02:00 | DK1 | 0.005417 | 2103.875 | 973.8333 | 3077.7137 | 3077.7083
2023-04-11 03:00 | DK1 | 0 | 1607.5416 | 912.0417 | 2519.5833 | 2519.5833
2023-04-11 04:00 | DK1 | 0 | 1424.75 | 852.6667 | 2277.4167 | 2277.4167
2023-04-11 05:00 | DK1 | 0.019167 | 1369.0416 | 846.4583 | 2215.5191 | 2215.4999
2023-04-11 06:00 | DK1 | 6.3288 | 1257.8334 | 740.375 | 2004.5371 | 1998.2084
2023-04-11 07:00 | DK1 | 80.2479 | 932.2917 | 770.0417 | 1782.5813 | 1702.3334
2023-04-11 08:00 | DK1 | 237.9542 | 877.0833 | 644 | 1759.0375 | 1521.0833
2023-04-11 09:00 | DK1 | 374.1938 | 989.5417 | 535.25 | 1898.9854 | 1524.7917
2023-04-11 10:00 | DK1 | 529.4384 | 1045.75 | 628.375 | 2203.5634 | 1674.125
2023-04-11 11:00 | DK1 | 601.2321 | 1035.4584 | 511.5 | 2148.1904 | 1546.9584
2023-04-11 12:00 | DK1 | 728.3454 | 1039.4584 | 498.1667 | 2265.9704 | 1537.625
2023-04-11 13:00 | DK1 | 1006.6329 | 1173.25 | 476.625 | 2656.5079 | 1649.875
2023-04-11 14:00 | DK1 | 898.6654 | 1216.5 | 467.2917 | 2582.4571 | 1683.7917
2023-04-11 15:00 | DK1 | 1008.6229 | 1315.375 | 446.7083 | 2770.7063 | 1762.0833
2023-04-11 16:00 | DK1 | 740.9462 | 1350.9584 | 405.875 | 2497.7796 | 1756.8334
2023-04-11 17:00 | DK1 | 472.9621 | 1380.5834 | 442.3333 | 2295.8788 | 1822.9167
2023-04-11 18:00 | DK1 | 263.8383 | 1288.5 | 403.875 | 1956.2133 | 1692.375
2023-04-11 19:00 | DK1 | 53.7396 | 1195.3334 | 273.875 | 1522.948 | 1469.2084
2023-04-11 20:00 | DK1 | 0.52417 | 893.9583 | 287.7917 | 1182.2741 | 1181.75
2023-04-11 21:00 | DK1 | 0.026667 | 596 | 250.9167 | 846.9433 | 846.9167
2023-04-11 22:00 | DK1 | 0.087917 | 493.7917 | 264.2917 | 758.1712 | 758.0833
2023-04-11 23:00 | DK1 | 0.059167 | 539.4167 | 222.125 | 761.6009 | 761.5417
2023-04-12 | DK1 | 0.045417 | 390.8333 | 342.0833 | 732.9621 | 732.9167
2023-04-12 01:00 | DK1 | 0.018333 | 355.5 | 453.2083 | 808.7267 | 808.7083
2023-04-12 02:00 | DK1 | 0.00125 | 379.9167 | 435.25 | 815.1679 | 815.1667
2023-04-12 03:00 | DK1 | 0 | 621.0833 | 603.4583 | 1224.5416 | 1224.5416
2023-04-12 04:00 | DK1 | 0 | 914.7917 | 639 | 1553.7917 | 1553.7917
2023-04-12 05:00 | DK1 | 0.085 | 1078.25 | 678.3333 | 1756.6683 | 1756.5833
2023-04-12 06:00 | DK1 | 10.7071 | 1320.8334 | 723.7917 | 2055.3321 | 2044.6251
2023-04-12 07:00 | DK1 | 157.8225 | 1327.4166 | 714.25 | 2199.4891 | 2041.6666
2023-04-12 08:00 | DK1 | 385.6338 | 1838.9584 | 820.875 | 3045.4671 | 2659.8334
2023-04-12 09:00 | DK1 | 635.7712 | 2119.7917 | 914 | 3669.563 | 3033.7917
2023-04-12 10:00 | DK1 | 626.7567 | 2356.8333 | 899 | 3882.5899 | 3255.8333
2023-04-12 11:00 | DK1 | 662.3029 | 2511.5 | 924.2083 | 4098.0112 | 3435.7083
2023-04-12 12:00 | DK1 | 455.3492 | 2470.75 | 925.9167 | 3852.0158 | 3396.6667
2023-04-12 13:00 | DK1 | 324.8225 | 2354.4583 | 825.625 | 3504.9058 | 3180.0833
2023-04-12 14:00 | DK1 | 274.8658 | 2485.5 | 1056.9584 | 3817.3242 | 3542.4584
2023-04-12 15:00 | DK1 | 211.3704 | 2439.5417 | 971.25 | 3622.1622 | 3410.7917
2023-04-12 16:00 | DK1 | 106.4546 | 2279.5417 | 920.5833 | 3306.5796 | 3200.1251
2023-04-12 17:00 | DK1 | 93.4912 | 2079.25 | 919 | 3091.7412 | 2998.25
2023-04-12 18:00 | DK1 | 76.1413 | 1772.8334 | 848.4167 | 2697.3913 | 2621.2501
2023-04-12 19:00 | DK1 | 29.5254 | 1523.9166 | 765.0833 | 2318.5254 | 2288.9999
2023-04-12 20:00 | DK1 | 0.86417 | 1464.375 | 610.875 | 2076.1142 | 2075.25
2023-04-12 21:00 | DK1 | 0.064583 | 1274.6666 | 559.0833 | 1833.8145 | 1833.7499
2023-04-12 22:00 | DK1 | 0.097083 | 1272.6666 | 446.375 | 1719.1387 | 1719.0416
2023-04-12 23:00 | DK1 | 0.06875 | 1280.25 | 433.375 | 1713.6937 | 1713.625
2023-04-13 | DK1 | 0.053333 | 1248.625 | 404.7917 | 1653.47 | 1653.4167
2023-04-13 01:00 | DK1 | 0.026667 | 1207.8334 | 401.875 | 1609.735 | 1609.7084
2023-04-13 02:00 | DK1 | 0.002083 | 1162.1666 | 397.625 | 1559.7937 | 1559.7916
2023-04-13 03:00 | DK1 | 0 | 1041.2916 | 453.9167 | 1495.2083 | 1495.2083
2023-04-13 04:00 | DK1 | 0 | 1053.5834 | 495.75 | 1549.3334 | 1549.3334
2023-04-13 05:00 | DK1 | 0.13125 | 933.7083 | 555.0833 | 1488.9229 | 1488.7916
2023-04-13 06:00 | DK1 | 12.0017 | 845.375 | 610.4167 | 1467.7934 | 1455.7917
2023-04-13 07:00 | DK1 | 160.4004 | 710.4167 | 654.875 | 1525.6921 | 1365.2917
2023-04-13 08:00 | DK1 | 468.0729 | 641.4583 | 776.4167 | 1885.9479 | 1417.875
2023-04-13 09:00 | DK1 | 716.9304 | 708.875 | 813.25 | 2239.0554 | 1522.125
2023-04-13 10:00 | DK1 | 956.5338 | 856.0833 | 756.3333 | 2568.9504 | 1612.4166
2023-04-13 11:00 | DK1 | 866.7158 | 1136.4166 | 744.0417 | 2747.1741 | 1880.4583
2023-04-13 12:00 | DK1 | 705.5566 | 1552.0834 | 819.0417 | 3076.6817 | 2371.1251
2023-04-13 13:00 | DK1 | 711.3525 | 2062.2083 | 809.2917 | 3582.8524 | 2871.4999
2023-04-13 14:00 | DK1 | 712.1412 | 2101.4583 | 973.2917 | 3786.8912 | 3074.7499
2023-04-13 15:00 | DK1 | 816.9521 | 2053.5417 | 970.125 | 3840.6188 | 3023.6667
2023-04-13 16:00 | DK1 | 647.1042 | 1954.3334 | 956.4583 | 3557.8959 | 2910.7917
2023-04-13 17:00 | DK1 | 384.9642 | 1944.75 | 916.5 | 3246.2142 | 2861.25
2023-04-13 18:00 | DK1 | 300.0675 | 1401.0416 | 831.6667 | 2532.7758 | 2232.7083
2023-04-13 19:00 | DK1 | 60.6033 | 1546.875 | 765.1667 | 2372.645 | 2312.0417
2023-04-13 20:00 | DK1 | 3.1217 | 1399.25 | 947.9583 | 2350.33 | 2347.2083
2023-04-13 21:00 | DK1 | 0.72208 | 1303.0416 | 844.75 | 2148.5137 | 2147.7916
2023-04-13 22:00 | DK1 | 0.63583 | 1198.1666 | 1018.75 | 2217.5525 | 2216.9166
2023-04-13 23:00 | DK1 | 0.49 | 1143.3334 | 991.9583 | 2135.7817 | 2135.2917
2023-04-14 | DK1 | 0.04375 | 1086.1666 | 879.3333 | 1965.5437 | 1965.4999
2023-04-14 01:00 | DK1 | 0.025833 | 1076.9166 | 750.2917 | 1827.2341 | 1827.2083
2023-04-14 02:00 | DK1 | 0 | 895.7083 | 666.625 | 1562.3333 | 1562.3333
2023-04-14 03:00 | DK1 | 0 | 910.0833 | 587.9583 | 1498.0416 | 1498.0416
2023-04-14 04:00 | DK1 | 0 | 904.2083 | 479.3333 | 1383.5417 | 1383.5417
2023-04-14 05:00 | DK1 | 0.27542 | 757.4583 | 396.2083 | 1153.9421 | 1153.6667
2023-04-14 06:00 | DK1 | 17.9425 | 588.2917 | 372.4167 | 978.6508 | 960.7083
2023-04-14 07:00 | DK1 | 203.7733 | 434.9167 | 310.375 | 949.065 | 745.2917
2023-04-14 08:00 | DK1 | 466.8508 | 390.0417 | 333.0417 | 1189.9341 | 723.0833
2023-04-14 09:00 | DK1 | 593.1354 | 176 | 287.9583 | 1057.0938 | 463.9583
2023-04-14 10:00 | DK1 | 876.1083 | 63.5417 | 259.4583 | 1199.1083 | 323
2023-04-14 11:00 | DK1 | 1061.1267 | 48.2083 | 171.8333 | 1281.1684 | 220.0417
2023-04-14 12:00 | DK1 | 1077.0475 | 57.75 | 100.5 | 1235.2975 | 158.25
2023-04-14 13:00 | DK1 | 1002.6291 | 86.375 | 89.0833 | 1178.0875 | 175.4583
2023-04-14 14:00 | DK1 | 825.4029 | 122.0417 | 68.0417 | 1015.4862 | 190.0833
2023-04-14 15:00 | DK1 | 673.0975 | 153.2917 | 42.0417 | 868.4308 | 195.3333
2023-04-14 16:00 | DK1 | 559.9683 | 201.3333 | 54.125 | 815.4267 | 255.4583
2023-04-14 17:00 | DK1 | 387.7067 | 274.9583 | 54.125 | 716.79 | 329.0833
2023-04-14 18:00 | DK1 | 257.1638 | 364.5417 | 20.7083 | 642.4137 | 385.25
2023-04-14 19:00 | DK1 | 60.8037 | 394 | 140.9167 | 595.7204 | 534.9167
2023-04-14 20:00 | DK1 | 12.1479 | 450.25 | 206.6667 | 669.0646 | 656.9167
2023-04-14 21:00 | DK1 | 0.56167 | 321.2917 | 262.875 | 584.7283 | 584.1667
2023-04-14 22:00 | DK1 | 0.063333 | 317.375 | 299.875 | 617.3133 | 617.25
2023-04-14 23:00 | DK1 | 0.049583 | 375.9583 | 180 | 556.0079 | 555.9583
2023-04-15 | DK1 | 0.034167 | 492.0833 | 192 | 684.1175 | 684.0833
2023-04-15 01:00 | DK1 | 0.019167 | 480.25 | 361 | 841.2692 | 841.25
2023-04-15 02:00 | DK1 | 0.00125 | 481.8333 | 437.75 | 919.5846 | 919.5833
2023-04-15 03:00 | DK1 | 0 | 540.875 | 470.0417 | 1010.9167 | 1010.9167
2023-04-15 04:00 | DK1 | 0 | 578.875 | 593.25 | 1172.125 | 1172.125
2023-04-15 05:00 | DK1 | 0.060833 | 587.2083 | 664.0417 | 1251.3108 | 1251.25
2023-04-15 06:00 | DK1 | 3.2313 | 559.625 | 774.7917 | 1337.6479 | 1334.4167
2023-04-15 07:00 | DK1 | 38.7388 | 469.25 | 825.5 | 1333.4887 | 1294.75
2023-04-15 08:00 | DK1 | 98.4629 | 473.2917 | 712.8333 | 1284.5879 | 1186.125
2023-04-15 09:00 | DK1 | 178.8654 | 503.3333 | 619.375 | 1301.5738 | 1122.7083
2023-04-15 10:00 | DK1 | 276.8142 | 461.0833 | 545.125 | 1283.0225 | 1006.2083
2023-04-15 11:00 | DK1 | 380.4283 | 440.7083 | 547.0833 | 1368.22 | 987.7917
2023-04-15 12:00 | DK1 | 581.8129 | 452.2917 | 486.9167 | 1521.0212 | 939.2083
2023-04-15 13:00 | DK1 | 801.1259 | 495.5 | 265.9583 | 1562.5842 | 761.4583
2023-04-15 14:00 | DK1 | 908.8771 | 525.5417 | 249.4167 | 1683.8354 | 774.9584
2023-04-15 15:00 | DK1 | 814.7687 | 514.1667 | 188.25 | 1517.1854 | 702.4167
2023-04-15 16:00 | DK1 | 638.6725 | 502.125 | 184.4167 | 1325.2142 | 686.5417
2023-04-15 17:00 | DK1 | 364.7217 | 455.125 | 137 | 956.8467 | 592.125
2023-04-15 18:00 | DK1 | 193.8304 | 429.7917 | 172.2917 | 795.9137 | 602.0833
2023-04-15 19:00 | DK1 | 42.6654 | 353.4583 | 157.125 | 553.2488 | 510.5833
2023-04-15 20:00 | DK1 | 1.6258 | 393.9583 | 124.0417 | 519.6258 | 518
2023-04-15 21:00 | DK1 | 0.0225 | 333.9167 | 127.125 | 461.0642 | 461.0417
2023-04-15 22:00 | DK1 | 0.065833 | 303.4167 | 48.7917 | 352.2742 | 352.2083
2023-04-15 23:00 | DK1 | 0.052083 | 281.625 | 165.2917 | 446.9688 | 446.9167
2023-04-16 | DK1 | 0.038333 | 244.125 | 185.5 | 429.6633 | 429.625
2023-04-16 01:00 | DK1 | 0.019167 | 183.8333 | 75.6667 | 259.5192 | 259.5
2023-04-16 02:00 | DK1 | 0 | 128.4583 | 92.7083 | 221.1667 | 221.1667
2023-04-16 03:00 | DK1 | 0 | 102.0417 | 68.625 | 170.6667 | 170.6667
2023-04-16 04:00 | DK1 | 0 | 93.8333 | 100.2083 | 194.0417 | 194.0417
2023-04-16 05:00 | DK1 | 0.2775 | 81.375 | 88.5417 | 170.1942 | 169.9167
2023-04-16 06:00 | DK1 | 14.5388 | 83.0417 | 69.6667 | 167.2471 | 152.7083
2023-04-16 07:00 | DK1 | 137.5388 | 94.9583 | 68.7083 | 301.2054 | 163.6667
2023-04-16 08:00 | DK1 | 347.0954 | 66.875 | 89.9583 | 503.9288 | 156.8333
2023-04-16 09:00 | DK1 | 320.4921 | 51.0417 | 68.2917 | 439.8254 | 119.3333
2023-04-16 10:00 | DK1 | 390.88 | 52.9167 | 74.625 | 518.4217 | 127.5417
2023-04-16 11:00 | DK1 | 560.7863 | 66.125 | 54 | 680.9113 | 120.125
2023-04-16 12:00 | DK1 | 750.3954 | 120.2917 | 29.9167 | 900.6038 | 150.2083
2023-04-16 13:00 | DK1 | 1028.0796 | 213.7917 | 29.4167 | 1271.2879 | 243.2083
2023-04-16 14:00 | DK1 | 941.4571 | 202.2917 | 19.4583 | 1163.2071 | 221.75
2023-04-16 15:00 | DK1 | 908.6004 | 174.7083 | 31.9583 | 1115.2671 | 206.6667
2023-04-16 16:00 | DK1 | 838.1613 | 141.3333 | 60.4583 | 1039.9529 | 201.7917
2023-04-16 17:00 | DK1 | 559.5875 | 108.7917 | 71.6667 | 740.0459 | 180.4583
2023-04-16 18:00 | DK1 | 312.0504 | 100.6667 | 128.7917 | 541.5088 | 229.4583
2023-04-16 19:00 | DK1 | 69.8308 | 118.4583 | 158.7083 | 346.9975 | 277.1667
2023-04-16 20:00 | DK1 | 4.745 | 197.625 | 185.875 | 388.245 | 383.5
2023-04-16 21:00 | DK1 | 0.0075 | 287 | 268.6667 | 555.6742 | 555.6667
2023-04-16 22:00 | DK1 | 0.073333 | 320.4583 | 331.6667 | 652.1983 | 652.125
2023-04-16 23:00 | DK1 | 0.058333 | 325.2083 | 388.5 | 713.7667 | 713.7083
2023-04-17 | DK1 | 0.038333 | 318.5 | 319.2917 | 637.83 | 637.7917
2023-04-17 01:00 | DK1 | 0.022083 | 338.625 | 299.7083 | 638.3554 | 638.3333
2023-04-17 02:00 | DK1 | 0 | 322.7083 | 273.6667 | 596.375 | 596.375
2023-04-17 03:00 | DK1 | 0 | 350.0833 | 183.8333 | 533.9167 | 533.9167
2023-04-17 04:00 | DK1 | 0 | 374.4167 | 191.0417 | 565.4583 | 565.4583
2023-04-17 05:00 | DK1 | 0.75292 | 380.8333 | 82.0417 | 463.6279 | 462.875
2023-04-17 06:00 | DK1 | 31.9592 | 395.4167 | 106.9583 | 534.3342 | 502.375
2023-04-17 07:00 | DK1 | 283.725 | 390.2083 | 133.0417 | 806.975 | 523.25
2023-04-17 08:00 | DK1 | 647.7742 | 309.8333 | 189.1667 | 1146.7742 | 499
2023-04-17 09:00 | DK1 | 988.3116 | 245.2917 | 197.0417 | 1430.645 | 442.3333
2023-04-17 10:00 | DK1 | 1377.7958 | 347.2083 | 172.25 | 1897.2541 | 519.4583
2023-04-17 11:00 | DK1 | 1589.79 | 527.4583 | 241.4167 | 2358.665 | 768.875
2023-04-17 12:00 | DK1 | 1665.6516 | 681.25 | 257.6667 | 2604.5683 | 938.9167
2023-04-17 13:00 | DK1 | 1679.1562 | 685.7917 | 176.5 | 2541.4479 | 862.2917
2023-04-17 14:00 | DK1 | 1632.5679 | 649.25 | 119.6667 | 2401.4845 | 768.9167
2023-04-17 15:00 | DK1 | 1538.6866 | 597.5833 | 132 | 2268.27 | 729.5833
2023-04-17 16:00 | DK1 | 1336.3671 | 682.3333 | 185.1667 | 2203.867 | 867.5
2023-04-17 17:00 | DK1 | 964.4529 | 906.5 | 211.25 | 2082.2029 | 1117.75
2023-04-17 18:00 | DK1 | 558.3954 | 926.2083 | 235.2083 | 1719.8121 | 1161.4166
2023-04-17 19:00 | DK1 | 131.8933 | 829.4583 | 245.375 | 1206.7266 | 1074.8333
2023-04-17 20:00 | DK1 | 5.4008 | 778.5833 | 364.625 | 1148.6091 | 1143.2083
2023-04-17 21:00 | DK1 | 0.30083 | 758.625 | 356.4167 | 1115.3425 | 1115.0417
2023-04-17 22:00 | DK1 | 0.065 | 772.2083 | 248.5 | 1020.7733 | 1020.7083
2023-04-17 23:00 | DK1 | 0.05125 | 746.3333 | 301.2917 | 1047.6762 | 1047.625
2023-04-18 | DK1 | 0.034583 | 675.8333 | 485 | 1160.8679 | 1160.8333
2023-04-18 01:00 | DK1 | 0.0175 | 667.9167 | 429.8333 | 1097.7675 | 1097.75
2023-04-18 02:00 | DK1 | 0 | 621.8333 | 262.875 | 884.7083 | 884.7083
2023-04-18 03:00 | DK1 | 0 | 667.5833 | 149.125 | 816.7083 | 816.7083
2023-04-18 04:00 | DK1 | 0 | 655.5833 | 195.5 | 851.0833 | 851.0833
2023-04-18 05:00 | DK1 | 1.0429 | 722.75 | 211.6667 | 935.4596 | 934.4167
2023-04-18 06:00 | DK1 | 38.8442 | 664.3333 | 224.5833 | 927.7608 | 888.9166
2023-04-18 07:00 | DK1 | 302.8733 | 754.2083 | 281.75 | 1338.8316 | 1035.9583
2023-04-18 08:00 | DK1 | 663.2484 | 629.5 | 274.1667 | 1566.915 | 903.6667
2023-04-18 09:00 | DK1 | 956.5879 | 493.1667 | 329.5417 | 1779.2962 | 822.7083
2023-04-18 10:00 | DK1 | 1375.855 | 591.2083 | 303.2917 | 2270.3549 | 894.5
2023-04-18 11:00 | DK1 | 1601.5913 | 1007.5833 | 273 | 2882.1746 | 1280.5833
2023-04-18 12:00 | DK1 | 1665.76 | 1239.5 | 251.2917 | 3156.5517 | 1490.7917
2023-04-18 13:00 | DK1 | 1662.5175 | 1407.3334 | 297.8333 | 3367.6842 | 1705.1667
2023-04-18 14:00 | DK1 | 1603.5283 | 1667.125 | 311.5833 | 3582.2367 | 1978.7083
2023-04-18 15:00 | DK1 | 1471.7208 | 1952.5 | 399.125 | 3823.3458 | 2351.625
2023-04-18 16:00 | DK1 | 1260.9463 | 1799.125 | 576.375 | 3636.4463 | 2375.5
2023-04-18 17:00 | DK1 | 931.1083 | 1581.375 | 656.5417 | 3169.025 | 2237.9167
2023-04-18 18:00 | DK1 | 534.4 | 1696.3334 | 735.875 | 2966.6084 | 2432.2084
2023-04-18 19:00 | DK1 | 116.8308 | 1223.2084 | 774.25 | 2114.2892 | 1997.4584
2023-04-18 20:00 | DK1 | 10.9133 | 1117.7084 | 805.4167 | 1934.0384 | 1923.1251
2023-04-18 21:00 | DK1 | 1.5808 | 976.875 | 691.2917 | 1669.7475 | 1668.1667
2023-04-18 22:00 | DK1 | 1.2254 | 982.875 | 683.0417 | 1667.1421 | 1665.9167
2023-04-18 23:00 | DK1 | 0.054167 | 1024.8334 | 698.5417 | 1723.4292 | 1723.3751
2023-04-19 | DK1 | 0.038333 | 832.5417 | 511.6667 | 1344.2467 | 1344.2083
2023-04-19 01:00 | DK1 | 0.14083 | 955.75 | 301 | 1256.8908 | 1256.75
2023-04-19 02:00 | DK1 | 0.016667 | 696.1667 | 301.375 | 997.5584 | 997.5417
2023-04-19 03:00 | DK1 | 0 | 537 | 279.875 | 816.875 | 816.875
2023-04-19 04:00 | DK1 | 0 | 383.5 | 102.7083 | 486.2083 | 486.2083
2023-04-19 05:00 | DK1 | 1.2071 | 508.5417 | 70.9167 | 580.6654 | 579.4583
2023-04-19 06:00 | DK1 | 42.1421 | 523.9583 | 59.5833 | 625.6837 | 583.5416
2023-04-19 07:00 | DK1 | 311.965 | 568.4583 | 128.5 | 1008.9233 | 696.9583
2023-04-19 08:00 | DK1 | 681.0887 | 700.5833 | 246.875 | 1628.5471 | 947.4583
2023-04-19 09:00 | DK1 | 1013.835 | 708.9583 | 365.9583 | 2088.7517 | 1074.9167
2023-04-19 10:00 | DK1 | 1424.4891 | 1149.0834 | 239.375 | 2812.9475 | 1388.4584
2023-04-19 11:00 | DK1 | 1635.1034 | 1128.4166 | 337.8333 | 3101.3534 | 1466.25
2023-04-19 12:00 | DK1 | 1718.3058 | 1546.7084 | 207.375 | 3472.3892 | 1754.0834
2023-04-19 13:00 | DK1 | 1670.8658 | 1543.8334 | 389.75 | 3604.4492 | 1933.5834
2023-04-19 14:00 | DK1 | 1633.0167 | 1510.75 | 455.1667 | 3598.9334 | 1965.9167
2023-04-19 15:00 | DK1 | 1500.4738 | 1474.1666 | 523.0417 | 3497.6821 | 1997.2083
2023-04-19 16:00 | DK1 | 1332.6471 | 1491.0416 | 547.8333 | 3371.522 | 2038.8749
2023-04-19 17:00 | DK1 | 988.3467 | 1599.5 | 598.75 | 3186.5967 | 2198.25
2023-04-19 18:00 | DK1 | 585.6866 | 1444.8334 | 606.875 | 2637.395 | 2051.7084
2023-04-19 19:00 | DK1 | 201.4846 | 1405 | 699.3333 | 2305.8179 | 2104.3333
2023-04-19 20:00 | DK1 | 3.9712 | 1106.9584 | 719.5833 | 1830.5129 | 1826.5417
2023-04-19 21:00 | DK1 | 0.12292 | 1146.6666 | 819.375 | 1966.1645 | 1966.0416
2023-04-19 22:00 | DK1 | 0.072083 | 1231.2916 | 749.2917 | 1980.6554 | 1980.5833
2023-04-19 23:00 | DK1 | 0.054167 | 1140.5 | 626.2083 | 1766.7625 | 1766.7083
2023-04-20 | DK1 | 0.63583 | 980.5 | 634.5417 | 1615.6775 | 1615.0417
2023-04-20 01:00 | DK1 | 0.34083 | 1018.375 | 729.8333 | 1748.5491 | 1748.2083
2023-04-20 02:00 | DK1 | 0.042917 | 932.625 | 639.1667 | 1571.8346 | 1571.7917
2023-04-20 03:00 | DK1 | 0 | 913.7083 | 749.5417 | 1663.25 | 1663.25
2023-04-20 04:00 | DK1 | 0 | 1080.8334 | 576.7083 | 1657.5417 | 1657.5417
2023-04-20 05:00 | DK1 | 1.5071 | 1198.9584 | 747.3333 | 1947.7988 | 1946.2917
2023-04-20 06:00 | DK1 | 48.1813 | 1252.6666 | 834.125 | 2134.9729 | 2086.7916
2023-04-20 07:00 | DK1 | 325.1392 | 1267.3334 | 746.7917 | 2339.2642 | 2014.1251
2023-04-20 08:00 | DK1 | 691.3975 | 1550.375 | 891.25 | 3133.0225 | 2441.625
2023-04-20 09:00 | DK1 | 958.5712 | 1619.2916 | 877.0833 | 3454.9462 | 2496.3749
2023-04-20 10:00 | DK1 | 1292.525 | 1816.7084 | 886.8333 | 3996.0667 | 2703.5417
2023-04-20 11:00 | DK1 | 1241.0984 | 1907.5834 | 862.1667 | 4010.8485 | 2769.7501
2023-04-20 12:00 | DK1 | 1495.7046 | 1893.75 | 836.25 | 4225.7046 | 2730
2023-04-20 13:00 | DK1 | 1548.7942 | 1936.8334 | 747.4167 | 4233.0442 | 2684.2501
2023-04-20 14:00 | DK1 | 1573.6241 | 1886.5416 | 757.75 | 4217.9158 | 2644.2916
2023-04-20 15:00 | DK1 | 1496.5579 | 1903.5416 | 727.875 | 4127.9745 | 2631.4166
2023-04-20 16:00 | DK1 | 1284.2916 | 1741.7084 | 717.25 | 3743.25 | 2458.9584
2023-04-20 17:00 | DK1 | 964.3546 | 1520.2916 | 762.75 | 3247.3962 | 2283.0416
2023-04-20 18:00 | DK1 | 556.1896 | 1166.8334 | 786.6667 | 2509.6896 | 1953.5001
2023-04-20 19:00 | DK1 | 185.9767 | 1209.6666 | 816.1667 | 2211.81 | 2025.8333
2023-04-20 20:00 | DK1 | 5.5254 | 1007.2917 | 869.125 | 1881.9421 | 1876.4167
2023-04-20 21:00 | DK1 | 0.31042 | 983.4583 | 864.1667 | 1847.9354 | 1847.625
2023-04-20 22:00 | DK1 | 0.57667 | 1010.4167 | 752.9583 | 1763.9517 | 1763.375
2023-04-20 23:00 | DK1 | 0.43625 | 888.5833 | 683.875 | 1572.8946 | 1572.4583
2023-04-21 | DK1 | 0.039583 | 827.5 | 755.375 | 1582.9146 | 1582.875
2023-04-21 01:00 | DK1 | 0.02125 | 959.9167 | 752.625 | 1712.5629 | 1712.5417
2023-04-21 02:00 | DK1 | 0 | 761.3333 | 704.4583 | 1465.7916 | 1465.7916
2023-04-21 03:00 | DK1 | 0 | 643.3333 | 738.375 | 1381.7083 | 1381.7083
2023-04-21 04:00 | DK1 | 0 | 555 | 715.9167 | 1270.9167 | 1270.9167
2023-04-21 05:00 | DK1 | 1.7779 | 440.8333 | 577 | 1019.6113 | 1017.8333
2023-04-21 06:00 | DK1 | 52.885 | 438.7083 | 580.8333 | 1072.4267 | 1019.5417
2023-04-21 07:00 | DK1 | 331.4367 | 396.875 | 560.3333 | 1288.645 | 957.2083
2023-04-21 08:00 | DK1 | 701.2671 | 457.8333 | 465.4167 | 1624.5171 | 923.25
2023-04-21 09:00 | DK1 | 1009.3917 | 355.75 | 398.1667 | 1763.3083 | 753.9167
2023-04-21 10:00 | DK1 | 1391.9891 | 363.5 | 332.9583 | 2088.4475 | 696.4583
2023-04-21 11:00 | DK1 | 1623.7013 | 597.7917 | 361.875 | 2583.368 | 959.6667
2023-04-21 12:00 | DK1 | 1713.7346 | 766.6667 | 370.375 | 2850.7763 | 1137.0417
2023-04-21 13:00 | DK1 | 1793.0188 | 821.125 | 336.5833 | 2950.7271 | 1157.7083
2023-04-21 14:00 | DK1 | 1645.6875 | 829.6667 | 335.8333 | 2811.1875 | 1165.5
2023-04-21 15:00 | DK1 | 1515.6445 | 776.25 | 336.2917 | 2628.1862 | 1112.5417
2023-04-21 16:00 | DK1 | 1320.5316 | 606.1667 | 245.6667 | 2172.365 | 851.8334
2023-04-21 17:00 | DK1 | 995.3621 | 657.3333 | 282.75 | 1935.4454 | 940.0833
2023-04-21 18:00 | DK1 | 604.1337 | 556.5 | 320.9167 | 1481.5504 | 877.4167
2023-04-21 19:00 | DK1 | 211.1187 | 439.0833 | 377.0833 | 1027.2854 | 816.1667
2023-04-21 20:00 | DK1 | 5.3017 | 299.5833 | 549.625 | 854.51 | 849.2083
2023-04-21 21:00 | DK1 | 0.45792 | 473.75 | 499.8333 | 974.0413 | 973.5833
2023-04-21 22:00 | DK1 | 0.85542 | 517.9167 | 538.2083 | 1056.9804 | 1056.125
2023-04-21 23:00 | DK1 | 0.64917 | 580.1667 | 499.6667 | 1080.4825 | 1079.8333
2023-04-22 | DK1 | 0.44083 | 546.3333 | 569.9583 | 1116.7325 | 1116.2916
2023-04-22 01:00 | DK1 | 0.37125 | 736.9583 | 650.4583 | 1387.7879 | 1387.4166
2023-04-22 02:00 | DK1 | 0.02375 | 740.375 | 577.25 | 1317.6488 | 1317.625
2023-04-22 03:00 | DK1 | 0 | 797.5833 | 548.9167 | 1346.5 | 1346.5
2023-04-22 04:00 | DK1 | 0 | 827.9167 | 533.25 | 1361.1667 | 1361.1667
2023-04-22 05:00 | DK1 | 2.0463 | 878.5833 | 486.9583 | 1367.5879 | 1365.5417
2023-04-22 06:00 | DK1 | 56.8783 | 928.5833 | 632.25 | 1617.7116 | 1560.8333
2023-04-22 07:00 | DK1 | 334.4688 | 892.625 | 616.125 | 1843.2188 | 1508.75
2023-04-22 08:00 | DK1 | 696.1875 | 804.9583 | 804.125 | 2305.2708 | 1609.0833
2023-04-22 09:00 | DK1 | 981.1271 | 795.7917 | 766.2083 | 2543.1271 | 1562
2023-04-22 10:00 | DK1 | 1349.7916 | 843.5417 | 511.2917 | 2704.625 | 1354.8333
2023-04-22 11:00 | DK1 | 1516.2087 | 829.5833 | 379.0833 | 2724.8754 | 1208.6667
2023-04-22 12:00 | DK1 | 1564.5238 | 1162.75 | 312.4167 | 3039.6905 | 1475.1667
2023-04-22 13:00 | DK1 | 1451.4071 | 1331.125 | 385.7083 | 3168.2404 | 1716.8333
2023-04-22 14:00 | DK1 | 1343.8284 | 1645.375 | 411.25 | 3400.4534 | 2056.625
2023-04-22 15:00 | DK1 | 1155.7775 | 1199.375 | 512.5833 | 2867.7358 | 1711.9583
2023-04-22 16:00 | DK1 | 1055.6058 | 1194.2916 | 325.6667 | 2575.5641 | 1519.9583
2023-04-22 17:00 | DK1 | 737.6129 | 1144.625 | 397.8333 | 2280.0713 | 1542.4583
2023-04-22 18:00 | DK1 | 346.7796 | 1095.125 | 341.7083 | 1783.6129 | 1436.8333
2023-04-22 19:00 | DK1 | 116.6846 | 790.9583 | 350.6667 | 1258.3096 | 1141.625
2023-04-22 20:00 | DK1 | 6.5362 | 845.7083 | 453.7083 | 1305.9529 | 1299.4167
2023-04-22 21:00 | DK1 | 0.00625 | 525 | 510.5833 | 1035.5896 | 1035.5833
2023-04-22 22:00 | DK1 | 0.81625 | 794.75 | 253.5 | 1049.0663 | 1048.25
2023-04-22 23:00 | DK1 | 0.05375 | 676.0417 | 473.6667 | 1149.7621 | 1149.7083
2023-04-23 | DK1 | 0.039167 | 737.625 | 274.0417 | 1011.7058 | 1011.6667
2023-04-23 01:00 | DK1 | 0.02 | 704.3333 | 805.0417 | 1509.395 | 1509.375
2023-04-23 02:00 | DK1 | 0 | 915.375 | 741.7083 | 1657.0833 | 1657.0833
2023-04-23 03:00 | DK1 | 0 | 1142.0834 | 573.4167 | 1715.5001 | 1715.5001
2023-04-23 04:00 | DK1 | 0 | 1079.25 | 454.0833 | 1533.3333 | 1533.3333
2023-04-23 05:00 | DK1 | 0.71083 | 844 | 400.125 | 1244.8358 | 1244.125
2023-04-23 06:00 | DK1 | 19.8463 | 758.9167 | 430.5417 | 1209.3046 | 1189.4583
2023-04-23 07:00 | DK1 | 119.2871 | 647.0833 | 313.4167 | 1079.7871 | 960.5
2023-04-23 08:00 | DK1 | 276.0654 | 564.1667 | 270.5417 | 1110.7738 | 834.7083
2023-04-23 09:00 | DK1 | 563.2771 | 703 | 424.125 | 1690.4021 | 1127.125
2023-04-23 10:00 | DK1 | 917.3096 | 821.7083 | 229.5833 | 1968.6012 | 1051.2916
2023-04-23 11:00 | DK1 | 1141.845 | 703.1667 | 139.5417 | 1984.5533 | 842.7084
2023-04-23 12:00 | DK1 | 1166.1 | 623.8333 | 190.0417 | 1979.975 | 813.875
2023-04-23 13:00 | DK1 | 1207.6566 | 621.125 | 218.875 | 2047.6566 | 840
2023-04-23 14:00 | DK1 | 1175.1167 | 625.5833 | 175.7083 | 1976.4083 | 801.2916
2023-04-23 15:00 | DK1 | 855.1067 | 619.9583 | 199.125 | 1674.19 | 819.0833
2023-04-23 16:00 | DK1 | 732.1562 | 630.0417 | 213.2917 | 1575.4896 | 843.3334
2023-04-23 17:00 | DK1 | 635.7608 | 480.125 | 258.5417 | 1374.4275 | 738.6667
2023-04-23 18:00 | DK1 | 359.0721 | 422.4167 | 195.7083 | 977.1971 | 618.125
2023-04-23 19:00 | DK1 | 126.5462 | 206.2083 | 202.125 | 534.8796 | 408.3333
2023-04-23 20:00 | DK1 | 3.9987 | 133.25 | 212.875 | 350.1237 | 346.125
2023-04-23 21:00 | DK1 | 0.097917 | 160.875 | 222.5417 | 383.5146 | 383.4167
2023-04-23 22:00 | DK1 | 0.072083 | 212.125 | 273.2917 | 485.4887 | 485.4167
2023-04-23 23:00 | DK1 | 0.052917 | 330.2917 | 268.75 | 599.0946 | 599.0417
2023-04-24 | DK1 | 0.030833 | 362.4167 | 318.125 | 680.5725 | 680.5417
2023-04-24 01:00 | DK1 | 0.015 | 422.8333 | 278.5417 | 701.39 | 701.375
2023-04-24 02:00 | DK1 | 0.000417 | 456.4583 | 199.625 | 656.0838 | 656.0833
2023-04-24 03:00 | DK1 | 0 | 465.875 | 262.375 | 728.25 | 728.25
2023-04-24 04:00 | DK1 | 0 | 463.2917 | 293.9167 | 757.2083 | 757.2083
2023-04-24 05:00 | DK1 | 0.45125 | 424.4583 | 315.25 | 740.1596 | 739.7083
2023-04-24 06:00 | DK1 | 11.39 | 511.0833 | 365.8333 | 888.3067 | 876.9167
2023-04-24 07:00 | DK1 | 61.8254 | 489.375 | 414.2917 | 965.4921 | 903.6667
2023-04-24 08:00 | DK1 | 138.7271 | 771.7917 | 394.6667 | 1305.1854 | 1166.4583
2023-04-24 09:00 | DK1 | 252.3058 | 815.1667 | 398.7917 | 1466.2642 | 1213.9583
2023-04-24 10:00 | DK1 | 378.4362 | 698.9583 | 403.625 | 1481.0196 | 1102.5833
2023-04-24 11:00 | DK1 | 471.6258 | 666 | 406.3333 | 1543.9592 | 1072.3333
2023-04-24 12:00 | DK1 | 449.61 | 668.9167 | 419.9167 | 1538.4433 | 1088.8333
2023-04-24 13:00 | DK1 | 574.0171 | 661.3333 | 437.2083 | 1672.5587 | 1098.5417
2023-04-24 14:00 | DK1 | 462.6317 | 690.5833 | 509.4167 | 1662.6316 | 1200
2023-04-24 15:00 | DK1 | 337.445 | 682.7083 | 521.125 | 1541.2783 | 1203.8333
2023-04-24 16:00 | DK1 | 349.5758 | 646.125 | 754.5833 | 1750.2841 | 1400.7083
2023-04-24 17:00 | DK1 | 238.0179 | 691.25 | 873.1667 | 1802.4346 | 1564.4167
2023-04-24 18:00 | DK1 | 128.0912 | 749.9167 | 957.0833 | 1835.0912 | 1707
2023-04-24 19:00 | DK1 | 32.1538 | 1007.2083 | 880.6667 | 1920.0288 | 1887.875
2023-04-24 20:00 | DK1 | 0.70875 | 1132.625 | 949.625 | 2082.9587 | 2082.25
2023-04-24 21:00 | DK1 | 1.21 | 1203 | 867.5 | 2071.71 | 2070.5
2023-04-24 22:00 | DK1 | 0.055 | 1210.7916 | 859.3333 | 2070.1799 | 2070.1249
2023-04-24 23:00 | DK1 | 0.059583 | 1134.5834 | 826.75 | 1961.393 | 1961.3334
2023-04-25 | DK1 | 0.0375 | 1282.0834 | 891.25 | 2173.3709 | 2173.3334
2023-04-25 01:00 | DK1 | 0.02 | 1335.75 | 776.4167 | 2112.1867 | 2112.1667
2023-04-25 02:00 | DK1 | 0.0475 | 1172.1666 | 747.3333 | 1919.5474 | 1919.4999
2023-04-25 03:00 | DK1 | 0 | 1471.4166 | 1014.5417 | 2485.9583 | 2485.9583
2023-04-25 04:00 | DK1 | 0 | 1410.2084 | 1019.75 | 2429.9584 | 2429.9584
2023-04-25 05:00 | DK1 | 1.01 | 1800.0416 | 1006 | 2807.0516 | 2806.0416
2023-04-25 06:00 | DK1 | 24.58 | 1873.75 | 995.8333 | 2894.1633 | 2869.5833
2023-04-25 07:00 | DK1 | 112.6042 | 1663.6666 | 974.5417 | 2750.8125 | 2638.2083
2023-04-25 08:00 | DK1 | 233.25 | 1915.2916 | 953.875 | 3102.4166 | 2869.1666
2023-04-25 09:00 | DK1 | 453.5787 | 2237.5417 | 937 | 3628.1205 | 3174.5417
2023-04-25 10:00 | DK1 | 688.8621 | 2223.7083 | 1067.1666 | 3979.7369 | 3290.8749
2023-04-25 11:00 | DK1 | 794.1838 | 2161.25 | 1006.0833 | 3961.5171 | 3167.3333
2023-04-25 12:00 | DK1 | 790.6483 | 2301.875 | 959.2917 | 4051.815 | 3261.1667
2023-04-25 13:00 | DK1 | 705.5262 | 2419.25 | 799.0417 | 3923.8179 | 3218.2917
2023-04-25 14:00 | DK1 | 769.8675 | 2584.4167 | 747.0833 | 4101.3676 | 3331.5001
2023-04-25 15:00 | DK1 | 798.1708 | 2749 | 747.5833 | 4294.7541 | 3496.5833
2023-04-25 16:00 | DK1 | 630.8817 | 2856.875 | 941.5417 | 4429.2983 | 3798.4167
2023-04-25 17:00 | DK1 | 583.495 | 2978.125 | 919.2917 | 4480.9117 | 3897.4167
2023-04-25 18:00 | DK1 | 441.0883 | 2923 | 973 | 4337.0883 | 3896
2023-04-25 19:00 | DK1 | 195.5967 | 2844.8333 | 1130.2916 | 4170.7215 | 3975.1249
2023-04-25 20:00 | DK1 | 9.1908 | 2947.9167 | 1121.9166 | 4079.0242 | 4069.8334
2023-04-25 21:00 | DK1 | 2.9937 | 2874.9167 | 1101.375 | 3979.2855 | 3976.2917
2023-04-25 22:00 | DK1 | 0.082083 | 2749.4167 | 1116.1666 | 3865.6655 | 3865.5834
2023-04-25 23:00 | DK1 | 0.059583 | 2629.9167 | 1086 | 3715.9763 | 3715.9167
2023-04-26 | DK1 | 0.04125 | 2726.1667 | 1141.625 | 3867.833 | 3867.7917
2023-04-26 01:00 | DK1 | 0.36792 | 2454.2917 | 1105 | 3559.6597 | 3559.2917
2023-04-26 02:00 | DK1 | 0.0525 | 2540.0833 | 1070.5416 | 3610.6774 | 3610.6249
2023-04-26 03:00 | DK1 | 0 | 2461.5 | 1105.75 | 3567.25 | 3567.25
2023-04-26 04:00 | DK1 | 0 | 2369.875 | 1036.4166 | 3406.2916 | 3406.2916
2023-04-26 05:00 | DK1 | 2.5938 | 2268.5 | 1074.375 | 3345.4688 | 3342.875
2023-04-26 06:00 | DK1 | 59.5829 | 2166.1667 | 1076.5 | 3302.2497 | 3242.6667
2023-04-26 07:00 | DK1 | 286.7525 | 1855.9166 | 1072.7084 | 3215.3775 | 2928.625
2023-04-26 08:00 | DK1 | 586.0296 | 2129.0417 | 1096.75 | 3811.8214 | 3225.7917
2023-04-26 09:00 | DK1 | 870.8008 | 2076.875 | 1096.5 | 4044.1758 | 3173.375
2023-04-26 10:00 | DK1 | 1142.2504 | 2531 | 1017.125 | 4690.3754 | 3548.125
2023-04-26 11:00 | DK1 | 1280.3754 | 2787.7083 | 910.0833 | 4978.1669 | 3697.7916
2023-04-26 12:00 | DK1 | 1240.8945 | 2758.6667 | 1004.125 | 5003.6863 | 3762.7917
2023-04-26 13:00 | DK1 | 1293.4012 | 2709.7917 | 973.2083 | 4976.4013 | 3683.0001
2023-04-26 14:00 | DK1 | 1213.3662 | 2834.4583 | 1024.4166 | 5072.2411 | 3858.8749
2023-04-26 15:00 | DK1 | 1021.8212 | 2758.5417 | 1000.5833 | 4780.9463 | 3759.1251
2023-04-26 16:00 | DK1 | 917.1367 | 2877.625 | 919.375 | 4714.1367 | 3797
2023-04-26 17:00 | DK1 | 741.3504 | 2775.4167 | 967.6667 | 4484.4338 | 3743.0834
2023-04-26 18:00 | DK1 | 503.2333 | 2199 | 1005.2083 | 3707.4417 | 3204.2083
2023-04-26 19:00 | DK1 | 192.7713 | 2483.125 | 904.75 | 3580.6463 | 3387.875
2023-04-26 20:00 | DK1 | 6.7692 | 2213.4167 | 951.1667 | 3171.3526 | 3164.5834
2023-04-26 21:00 | DK1 | 2.1104 | 1886.875 | 948.0833 | 2837.0687 | 2834.9583
2023-04-26 22:00 | DK1 | 0.079583 | 1678.7916 | 1021.25 | 2700.1212 | 2700.0416
2023-04-26 23:00 | DK1 | 0.06375 | 1615.375 | 867.6667 | 2483.1054 | 2483.0417
2023-04-27 | DK1 | 0.042083 | 1747.5 | 1055.1666 | 2802.7087 | 2802.6666
2023-04-27 01:00 | DK1 | 0.022083 | 1658.2916 | 1026.4584 | 2684.7721 | 2684.75
2023-04-27 02:00 | DK1 | 0.002917 | 1836.5 | 922.9167 | 2759.4196 | 2759.4167
2023-04-27 03:00 | DK1 | 0 | 1842.9166 | 1082.8334 | 2925.75 | 2925.75
2023-04-27 04:00 | DK1 | 0 | 1826.8334 | 1054.9166 | 2881.75 | 2881.75
2023-04-27 05:00 | DK1 | 2.8246 | 1898.4584 | 1048.25 | 2949.533 | 2946.7084
2023-04-27 06:00 | DK1 | 62.5154 | 1849.1666 | 932.7917 | 2844.4737 | 2781.9583
2023-04-27 07:00 | DK1 | 261.5438 | 1741.1666 | 980.375 | 2983.0854 | 2721.5416
2023-04-27 08:00 | DK1 | 523.7491 | 1919.625 | 924.2083 | 3367.5825 | 2843.8333
2023-04-27 09:00 | DK1 | 963.6696 | 2458.8333 | 767.25 | 4189.7528 | 3226.0833
2023-04-27 10:00 | DK1 | 1116 | 2500.625 | 759.375 | 4376 | 3260
2023-04-27 11:00 | DK1 | 1181.1775 | 2280.625 | 611.25 | 4073.0525 | 2891.875
2023-04-27 12:00 | DK1 | 1308.8726 | 2276.25 | 643.25 | 4228.3726 | 2919.5
2023-04-27 13:00 | DK1 | 1247.3895 | 2208.125 | 623 | 4078.5145 | 2831.125
2023-04-27 14:00 | DK1 | 1203.8254 | 2266.2917 | 585.7083 | 4055.8255 | 2852.0001
2023-04-27 15:00 | DK1 | 1070.0363 | 2188.0417 | 543.3333 | 3801.4113 | 2731.3751
2023-04-27 16:00 | DK1 | 1000.0579 | 2126.6667 | 498.25 | 3624.9747 | 2624.9167
2023-04-27 17:00 | DK1 | 816.7283 | 1970.6666 | 496.5 | 3283.895 | 2467.1666
2023-04-27 18:00 | DK1 | 551.4071 | 1653.1666 | 478.875 | 2683.4487 | 2132.0416
2023-04-27 19:00 | DK1 | 215.3338 | 1416.0834 | 409.3333 | 2040.7505 | 1825.4167
2023-04-27 20:00 | DK1 | 7.8929 | 1132.6666 | 396.0833 | 1536.6429 | 1528.75
2023-04-27 21:00 | DK1 | 0.685 | 652.7917 | 339.375 | 992.8517 | 992.1667
2023-04-27 22:00 | DK1 | 0.089583 | 516.625 | 367.8333 | 884.5479 | 884.4583
2023-04-27 23:00 | DK1 | 0.07125 | 455.5417 | 341.2917 | 796.9046 | 796.8333
2023-04-28 | DK1 | 0.044583 | 435.6667 | 346.0417 | 781.7529 | 781.7083
2023-04-28 01:00 | DK1 | 0.025417 | 365.0417 | 322.25 | 687.3171 | 687.2917
2023-04-28 02:00 | DK1 | 0.004167 | 304.5417 | 245.875 | 550.4208 | 550.4167
2023-04-28 03:00 | DK1 | 0.00375 | 225.1667 | 186.6667 | 411.8371 | 411.8333
2023-04-28 04:00 | DK1 | 0.004583 | 119.7917 | 103.0417 | 222.8379 | 222.8333
2023-04-28 05:00 | DK1 | 4.1 | 81.0833 | 110.625 | 195.8083 | 191.7083
2023-04-28 06:00 | DK1 | 85.8908 | 86.4167 | 81.75 | 254.0575 | 168.1667
2023-04-28 07:00 | DK1 | 351.5125 | 81.7083 | 88.2917 | 521.5125 | 170
2023-04-28 08:00 | DK1 | 529.4 | 66.1667 | 127.2083 | 722.775 | 193.375
2023-04-28 09:00 | DK1 | 1068.21 | 115.9167 | 189.6667 | 1373.7933 | 305.5833
2023-04-28 10:00 | DK1 | 1334.9392 | 150.0417 | 173.7083 | 1658.6892 | 323.75
2023-04-28 11:00 | DK1 | 1420.7695 | 177.3333 | 118.4167 | 1716.5195 | 295.75
2023-04-28 12:00 | DK1 | 1507.0262 | 225.9583 | 114.125 | 1847.1096 | 340.0833
2023-04-28 13:00 | DK1 | 1494.0533 | 275.8333 | 49.125 | 1819.0117 | 324.9583
2023-04-28 14:00 | DK1 | 1386.3759 | 260.25 | 20.7917 | 1667.4175 | 281.0417
2023-04-28 15:00 | DK1 | 1049.9163 | 255.0417 | 12.125 | 1317.0829 | 267.1667
2023-04-28 16:00 | DK1 | 786.915 | 280.4583 | 27.25 | 1094.6233 | 307.7083
2023-04-28 17:00 | DK1 | 486.0938 | 292.0417 | 69.1667 | 847.3021 | 361.2083
2023-04-28 18:00 | DK1 | 274.9792 | 301.3333 | 152.8333 | 729.1458 | 454.1667
2023-04-28 19:00 | DK1 | 115.0433 | 313.75 | 154.0833 | 582.8767 | 467.8333
2023-04-28 20:00 | DK1 | 26.9567 | 266.75 | 87.0417 | 380.7483 | 353.7917
2023-04-28 21:00 | DK1 | 3.4883 | 217.5 | 43.8333 | 264.8217 | 261.3333
2023-04-28 22:00 | DK1 | 0.08875 | 177.875 | 10.25 | 188.2138 | 188.125
2023-04-28 23:00 | DK1 | 0.068333 | 138.6667 | 6.125 | 144.86 | 144.7917
2023-04-29 | DK1 | 0.051667 | 87.4583 | 18.5 | 106.01 | 105.9583
2023-04-29 01:00 | DK1 | 0.025417 | 91.375 | 1.6667 | 93.0671 | 93.0417
2023-04-29 02:00 | DK1 | 0.004167 | 107.8333 | 1 | 108.8375 | 108.8333
2023-04-29 03:00 | DK1 | 0.004583 | 137.2917 | 5.5417 | 142.8379 | 142.8333
2023-04-29 04:00 | DK1 | 0.004167 | 206.2917 | 90.0833 | 296.3792 | 296.375
2023-04-29 05:00 | DK1 | 3.6371 | 304.125 | 171.0833 | 478.8454 | 475.2083
2023-04-29 06:00 | DK1 | 75.2129 | 408.3333 | 199.5417 | 683.0879 | 607.875
2023-04-29 07:00 | DK1 | 296.2746 | 469.375 | 208.3333 | 973.9829 | 677.7083
2023-04-29 08:00 | DK1 | 291.8846 | 550.3333 | 246.6667 | 1088.8846 | 797
2023-04-29 09:00 | DK1 | 562.9833 | 850 | 307.8333 | 1720.8167 | 1157.8333
2023-04-29 10:00 | DK1 | 916.3109 | 1279.5 | 381.8333 | 2577.6442 | 1661.3333
2023-04-29 11:00 | DK1 | 1105.6038 | 1942.5 | 459.3333 | 3507.4371 | 2401.8333
2023-04-29 12:00 | DK1 | 1307.5513 | 2474.625 | 753.0833 | 4535.2596 | 3227.7083
2023-04-29 13:00 | DK1 | 1314.9437 | 2486.2917 | 635.2083 | 4436.4438 | 3121.5001
2023-04-29 14:00 | DK1 | 1363.0829 | 2398.1667 | 807.9583 | 4569.2079 | 3206.1251
2023-04-29 15:00 | DK1 | 1402.7058 | 2561.5417 | 781.7917 | 4746.0392 | 3343.3334
2023-04-29 16:00 | DK1 | 1346.4508 | 2185.375 | 851.5 | 4383.3258 | 3036.875
2023-04-29 17:00 | DK1 | 1038.1879 | 2388.5833 | 639.8333 | 4066.6044 | 3028.4166
2023-04-29 18:00 | DK1 | 645.3371 | 2228.0417 | 726.5 | 3599.8788 | 2954.5417
2023-04-29 19:00 | DK1 | 245.205 | 2376.2917 | 627.1667 | 3248.6634 | 3003.4584
2023-04-29 20:00 | DK1 | 9.3229 | 2244.0417 | 637.0417 | 2890.4064 | 2881.0834
2023-04-29 21:00 | DK1 | 3.2829 | 2338.7917 | 781.8333 | 3123.908 | 3120.6251
2023-04-29 22:00 | DK1 | 0.09125 | 1969.875 | 844.125 | 2814.0912 | 2814
2023-04-29 23:00 | DK1 | 0.072917 | 1713.5834 | 808.4583 | 2522.1146 | 2522.0417
2023-04-30 | DK1 | 0.0525 | 1740.875 | 771.2083 | 2512.1358 | 2512.0833
2023-04-30 01:00 | DK1 | 0.027083 | 1653.2916 | 743.5833 | 2396.902 | 2396.8749
2023-04-30 02:00 | DK1 | 0.004583 | 1575.25 | 711.7083 | 2286.9629 | 2286.9583
2023-04-30 03:00 | DK1 | 0.004583 | 1433.8334 | 717.5 | 2151.338 | 2151.3334
2023-04-30 04:00 | DK1 | 0.004167 | 1324.125 | 621.5417 | 1945.6709 | 1945.6667
2023-04-30 05:00 | DK1 | 5.72 | 1223.625 | 586.6667 | 1816.0117 | 1810.2917
2023-04-30 06:00 | DK1 | 111.4329 | 1113.7084 | 608.2917 | 1833.433 | 1722.0001
2023-04-30 07:00 | DK1 | 391.6567 | 924.7917 | 552.6667 | 1869.1151 | 1477.4584
2023-04-30 08:00 | DK1 | 471.9592 | 1054.7084 | 507.875 | 2034.5425 | 1562.5834
2023-04-30 09:00 | DK1 | 876.3846 | 1511.5 | 477.2917 | 2865.1762 | 1988.7917
2023-04-30 10:00 | DK1 | 828.1533 | 1385.4584 | 339.2083 | 2552.82 | 1724.6667
2023-04-30 11:00 | DK1 | 1094.7454 | 1217.0834 | 341.5 | 2653.3287 | 1558.5834
2023-04-30 12:00 | DK1 | 1153.0601 | 1018.7083 | 349.875 | 2521.6434 | 1368.5833
2023-04-30 13:00 | DK1 | 1350.8488 | 795.75 | 29.2083 | 2175.8071 | 824.9583
2023-04-30 14:00 | DK1 | 1347.5125 | 804.1667 | 3.9167 | 2155.5958 | 808.0834
2023-04-30 15:00 | DK1 | 1265.2246 | 670.4583 | 9.875 | 1945.5579 | 680.3333
2023-04-30 16:00 | DK1 | 1279.4755 | 885.1667 | 160.0833 | 2324.7255 | 1045.25
2023-04-30 17:00 | DK1 | 946.755 | 828 | 127.1667 | 1901.9217 | 955.1667
2023-04-30 18:00 | DK1 | 550.3162 | 629.7917 | 109.375 | 1289.4829 | 739.1667
2023-04-30 19:00 | DK1 | 191.7092 | 482.75 | 102.9583 | 777.4175 | 585.7083
2023-04-30 20:00 | DK1 | 5.5529 | 348.9167 | 129.875 | 484.3446 | 478.7917
2023-04-30 21:00 | DK1 | 0.59875 | 247.0417 | 161.0833 | 408.7237 | 408.125
2023-04-30 22:00 | DK1 | 0.081667 | 258.0833 | 253.4583 | 511.6233 | 511.5417
2023-04-30 23:00 | DK1 | 0.072083 | 278.375 | 242.5833 | 521.0304 | 520.9583
2023-05-01 | DK1 | 0.051667 | 377.7083 | 337.75 | 715.51 | 715.4583
2023-05-01 01:00 | DK1 | 0.030417 | 416.375 | 315.0417 | 731.4471 | 731.4167
2023-05-01 02:00 | DK1 | 0.004583 | 519.8333 | 293.5417 | 813.3796 | 813.375
2023-05-01 03:00 | DK1 | 0.004583 | 725.1667 | 325 | 1050.1713 | 1050.1667
2023-05-01 04:00 | DK1 | 0.004583 | 909.7083 | 364 | 1273.7129 | 1273.7083
2023-05-01 05:00 | DK1 | 4.3517 | 1060.6666 | 455.5 | 1520.5183 | 1516.1666
2023-05-01 06:00 | DK1 | 80.8392 | 1092.25 | 645.5833 | 1818.6725 | 1737.8333
2023-05-01 07:00 | DK1 | 266.3387 | 1087.875 | 761.8333 | 2116.0471 | 1849.7083
2023-05-01 08:00 | DK1 | 411.4379 | 1220.9166 | 822.2083 | 2454.5629 | 2043.1249
2023-05-01 09:00 | DK1 | 857.4313 | 1572.0834 | 771.375 | 3200.8896 | 2343.4584
2023-05-01 10:00 | DK1 | 1232.3475 | 1821.5 | 789.5833 | 3843.4308 | 2611.0833
2023-05-01 11:00 | DK1 | 1217.6321 | 1778.1666 | 757.75 | 3753.5487 | 2535.9166
2023-05-01 12:00 | DK1 | 1451.7721 | 2210.3333 | 670.25 | 4332.3553 | 2880.5833
2023-05-01 13:00 | DK1 | 1270.3638 | 2009.9166 | 700.25 | 3980.5304 | 2710.1666
2023-05-01 14:00 | DK1 | 1053.2046 | 1944.9584 | 629.4583 | 3627.6213 | 2574.4167
2023-05-01 15:00 | DK1 | 832.1437 | 1910.5416 | 599.0833 | 3341.7687 | 2509.6249
2023-05-01 16:00 | DK1 | 769.1829 | 1958.875 | 605.3333 | 3333.3912 | 2564.2083
2023-05-01 17:00 | DK1 | 392.2617 | 1770.2916 | 661.0417 | 2823.595 | 2431.3333
2023-05-01 18:00 | DK1 | 230.3579 | 1460.6666 | 651.25 | 2342.2745 | 2111.9166
2023-05-01 19:00 | DK1 | 86.5033 | 1370.25 | 455.4167 | 1912.17 | 1825.6667
2023-05-01 20:00 | DK1 | 9.105 | 1418.0834 | 697.7083 | 2124.8967 | 2115.7917
2023-05-01 21:00 | DK1 | 2.2588 | 1581.5416 | 842.75 | 2426.5504 | 2424.2916
2023-05-01 22:00 | DK1 | 0.090417 | 1577.9584 | 991.875 | 2569.9238 | 2569.8334
2023-05-01 23:00 | DK1 | 0.071667 | 1642.875 | 1001.625 | 2644.5717 | 2644.5
2023-05-02 | DK1 | 0.050833 | 1654.4584 | 1115.1666 | 2769.6758 | 2769.625
2023-05-02 01:00 | DK1 | 0.027083 | 1600.0834 | 1116.75 | 2716.8605 | 2716.8334
2023-05-02 02:00 | DK1 | 0.00375 | 1592.7084 | 1066.4166 | 2659.1287 | 2659.125
2023-05-02 03:00 | DK1 | 0.004167 | 1417.5416 | 1052.6666 | 2470.2124 | 2470.2083
2023-05-02 04:00 | DK1 | 0.004167 | 1248.2916 | 807.0417 | 2055.3375 | 2055.3333
2023-05-02 05:00 | DK1 | 6.1708 | 1169.7916 | 844.9583 | 2020.9208 | 2014.7499
2023-05-02 06:00 | DK1 | 113.4279 | 792.5417 | 780.875 | 1686.8446 | 1573.4167
2023-05-02 07:00 | DK1 | 382.3962 | 833.1667 | 852.0417 | 2067.6046 | 1685.2084
2023-05-02 08:00 | DK1 | 550.5158 | 840.3333 | 739.6667 | 2130.5158 | 1580
2023-05-02 09:00 | DK1 | 906.9567 | 853.875 | 723.2083 | 2484.04 | 1577.0833
2023-05-02 10:00 | DK1 | 1360.342 | 689.5417 | 647.5417 | 2697.4254 | 1337.0834
2023-05-02 11:00 | DK1 | 1384.7958 | 516.125 | 587 | 2487.9208 | 1103.125
2023-05-02 12:00 | DK1 | 1438.355 | 702.25 | 528.1667 | 2668.7717 | 1230.4167
2023-05-02 13:00 | DK1 | 1390.4292 | 717.125 | 496.9583 | 2604.5125 | 1214.0833
2023-05-02 14:00 | DK1 | 1373.1934 | 865.875 | 484.6667 | 2723.735 | 1350.5417
2023-05-02 15:00 | DK1 | 1380.64 | 912.1667 | 458.5 | 2751.3067 | 1370.6667
2023-05-02 16:00 | DK1 | 1134.0941 | 1369.5 | 423.875 | 2927.4691 | 1793.375
2023-05-02 17:00 | DK1 | 897.7196 | 1578.5 | 433.4167 | 2909.6363 | 2011.9167
2023-05-02 18:00 | DK1 | 590.6654 | 1602 | 486.2083 | 2678.8737 | 2088.2083
2023-05-02 19:00 | DK1 | 255.3317 | 1475.25 | 436.8333 | 2167.415 | 1912.0833
2023-05-02 20:00 | DK1 | 35.6113 | 1731.2916 | 527.7917 | 2294.6946 | 2259.0833
2023-05-02 21:00 | DK1 | 0.79208 | 1257.5834 | 659.125 | 1917.5005 | 1916.7084
2023-05-02 22:00 | DK1 | 0.13625 | 1145.25 | 678.25 | 1823.6363 | 1823.5
2023-05-02 23:00 | DK1 | 0.065417 | 1068.7084 | 623.7917 | 1692.5655 | 1692.5001
2023-05-03 | DK1 | 0.049583 | 1075.125 | 696.7083 | 1771.8829 | 1771.8333
2023-05-03 01:00 | DK1 | 0.02625 | 1085 | 658.9167 | 1743.9429 | 1743.9167
2023-05-03 02:00 | DK1 | 0.004167 | 1108.4584 | 631.625 | 1740.0875 | 1740.0834
2023-05-03 03:00 | DK1 | 0.003333 | 993.8333 | 683.2917 | 1677.1283 | 1677.125
2023-05-03 04:00 | DK1 | 0.004167 | 988.125 | 554 | 1542.1292 | 1542.125
2023-05-03 05:00 | DK1 | 5.6096 | 892.9167 | 475.5417 | 1374.0679 | 1368.4583
2023-05-03 06:00 | DK1 | 106.46 | 850.5833 | 482.3333 | 1439.3767 | 1332.9167
2023-05-03 07:00 | DK1 | 360.1183 | 699.4167 | 405.7917 | 1465.3267 | 1105.2083
2023-05-03 08:00 | DK1 | 583.7254 | 692.9167 | 369.3333 | 1645.9754 | 1062.25
2023-05-03 09:00 | DK1 | 873.0575 | 805.7917 | 296.5 | 1975.3492 | 1102.2917
2023-05-03 10:00 | DK1 | 625.3554 | 563.6667 | 246.7083 | 1435.7304 | 810.375
2023-05-03 11:00 | DK1 | 1113.3646 | 571.5833 | 111.125 | 1796.0729 | 682.7083
2023-05-03 12:00 | DK1 | 1067.9779 | 516.2917 | 146.9167 | 1731.1863 | 663.2084
2023-05-03 13:00 | DK1 | 992.225 | 533.5417 | 101.4167 | 1627.1833 | 634.9584
2023-05-03 14:00 | DK1 | 1093.5675 | 473.5 | 86.375 | 1653.4425 | 559.875
2023-05-03 15:00 | DK1 | 1032.9858 | 432 | 73.625 | 1538.6108 | 505.625
2023-05-03 16:00 | DK1 | 967.9829 | 474.625 | 77.375 | 1519.9829 | 552
2023-05-03 17:00 | DK1 | 807.0742 | 474.75 | 92.875 | 1374.6992 | 567.625
2023-05-03 18:00 | DK1 | 564.6579 | 416.7917 | 92.7083 | 1074.1579 | 509.5
2023-05-03 19:00 | DK1 | 262.53 | 331.9583 | 69.2083 | 663.6967 | 401.1667
2023-05-03 20:00 | DK1 | 30.3108 | 296 | 37.4167 | 363.7275 | 333.4167
2023-05-03 21:00 | DK1 | 0.66875 | 280.2083 | 38.875 | 319.7521 | 319.0833
2023-05-03 22:00 | DK1 | 0.2075 | 202.5833 | 13.125 | 215.9158 | 215.7083
2023-05-03 23:00 | DK1 | 0.097917 | 186.125 | 27.8333 | 214.0563 | 213.9583
2023-05-04 | DK1 | 0.07375 | 143.5 | 43.3333 | 186.9071 | 186.8333
2023-05-04 01:00 | DK1 | 0.03875 | 134.25 | 3.5417 | 137.8304 | 137.7917
2023-05-04 02:00 | DK1 | 0.005833 | 107.1667 | 1.1667 | 108.3392 | 108.3333
2023-05-04 03:00 | DK1 | 0.00625 | 59.875 | 0.041667 | 59.9229 | 59.9167
2023-05-04 04:00 | DK1 | 0.012083 | 35 | 14.5 | 49.5121 | 49.5
2023-05-04 05:00 | DK1 | 5.3683 | 9.9583 | 14.9167 | 30.2433 | 24.875
2023-05-04 06:00 | DK1 | 99.1246 | 10.5833 | 7.8333 | 117.5412 | 18.4167
2023-05-04 07:00 | DK1 | 325.2037 | 23.9167 | 12 | 361.1204 | 35.9167
2023-05-04 08:00 | DK1 | 349.7217 | 42.0417 | 9.375 | 401.1383 | 51.4167
2023-05-04 09:00 | DK1 | 535.5742 | 46.125 | 18.2917 | 599.9908 | 64.4167
2023-05-04 10:00 | DK1 | 707.2908 | 105.2083 | 12.5417 | 825.0408 | 117.75
2023-05-04 11:00 | DK1 | 765.4496 | 121.25 | 23.6667 | 910.3663 | 144.9167
2023-05-04 12:00 | DK1 | 789.135 | 166.4583 | 19.3333 | 974.9267 | 185.7917
2023-05-04 13:00 | DK1 | 1021.1909 | 218.1667 | 22.375 | 1261.7325 | 240.5417
2023-05-04 14:00 | DK1 | 1052.668 | 291.4167 | 32.25 | 1376.3346 | 323.6667
2023-05-04 15:00 | DK1 | 896.71 | 437.5417 | 64.5833 | 1398.835 | 502.125
2023-05-04 16:00 | DK1 | 754.6884 | 568.5417 | 166.7917 | 1490.0217 | 735.3334
2023-05-04 17:00 | DK1 | 618.3171 | 766.8333 | 206.125 | 1591.2754 | 972.9583
2023-05-04 18:00 | DK1 | 450.5504 | 1007.5833 | 306.1667 | 1764.3004 | 1313.75
2023-05-04 19:00 | DK1 | 225.8625 | 1183.4166 | 399.1667 | 1808.4458 | 1582.5833
2023-05-04 20:00 | DK1 | 42.2121 | 1382.0834 | 446.0833 | 1870.3788 | 1828.1667
2023-05-04 21:00 | DK1 | 1.4612 | 1320.0834 | 718.3333 | 2039.8779 | 2038.4167
2023-05-04 22:00 | DK1 | 0.13708 | 1434.9166 | 974.2083 | 2409.262 | 2409.1249
2023-05-04 23:00 | DK1 | 0.099167 | 1489 | 944 | 2433.0992 | 2433
2023-05-05 | DK1 | 0.071667 | 1701.5 | 996.0417 | 2697.6134 | 2697.5417
2023-05-05 01:00 | DK1 | 0.21375 | 1736.4584 | 1003.875 | 2740.5471 | 2740.3334
2023-05-05 02:00 | DK1 | 0.03625 | 1887.6666 | 975.6667 | 2863.3696 | 2863.3333
2023-05-05 03:00 | DK1 | 0.032917 | 1914.9584 | 1009.25 | 2924.2413 | 2924.2084
2023-05-05 04:00 | DK1 | 0.045 | 2086.125 | 1090.9166 | 3177.0866 | 3177.0416
2023-05-05 05:00 | DK1 | 4.1142 | 2341.8333 | 1074.3334 | 3420.2808 | 3416.1666
2023-05-05 06:00 | DK1 | 71.54 | 2522.7083 | 1081.5 | 3675.7483 | 3604.2083
2023-05-05 07:00 | DK1 | 232.6292 | 2594.7917 | 1052.0416 | 3879.4625 | 3646.8334
2023-05-05 08:00 | DK1 | 452.1146 | 2995.9583 | 1111.7916 | 4559.8645 | 4107.7499
2023-05-05 09:00 | DK1 | 763.7633 | 3444.7083 | 1114.8334 | 5323.3049 | 4559.5416
2023-05-05 10:00 | DK1 | 929.3292 | 3350.5 | 1072.5416 | 5352.3708 | 4423.0416
2023-05-05 11:00 | DK1 | 1044.1971 | 2974.4583 | 1031.4584 | 5050.1138 | 4005.9166
2023-05-05 12:00 | DK1 | 1155.2225 | 3272.1667 | 1112.75 | 5540.1393 | 4384.9167
2023-05-05 13:00 | DK1 | 1068.2596 | 3141.4167 | 1106.0834 | 5315.7598 | 4247.5001
2023-05-05 14:00 | DK1 | 970.7029 | 3346.8333 | 1098.7084 | 5416.2446 | 4445.5416
2023-05-05 15:00 | DK1 | 993.6096 | 3242.5833 | 1035.0416 | 5271.2344 | 4277.6249
2023-05-05 16:00 | DK1 | 706.9875 | 3212.125 | 1102.4584 | 5021.5709 | 4314.5834
2023-05-05 17:00 | DK1 | 453.0638 | 3323.6667 | 1114.7084 | 4891.4389 | 4438.3751
2023-05-05 18:00 | DK1 | 262.3454 | 3191.125 | 1108.625 | 4562.0954 | 4299.75
2023-05-05 19:00 | DK1 | 106.0025 | 3063.1667 | 1119.25 | 4288.4192 | 4182.4167
2023-05-05 20:00 | DK1 | 21.7896 | 3096.4167 | 1113.5834 | 4231.7897 | 4210.0001
2023-05-05 21:00 | DK1 | 0.9525 | 2574.3333 | 1102.4166 | 3677.7024 | 3676.7499
2023-05-05 22:00 | DK1 | 0.80542 | 2839.9167 | 1110.375 | 3951.0972 | 3950.2917
2023-05-05 23:00 | DK1 | 0.61333 | 2621.875 | 1034.5416 | 3657.03 | 3656.4166
2023-05-06 | DK1 | 0.42083 | 2654.5417 | 1115.8334 | 3770.796 | 3770.3751
2023-05-06 01:00 | DK1 | 0.32208 | 2530.4583 | 1108 | 3638.7803 | 3638.4583
2023-05-06 02:00 | DK1 | 0.054167 | 2427.7917 | 1007.5 | 3435.3459 | 3435.2917
2023-05-06 03:00 | DK1 | 0.047917 | 2471.6667 | 902.25 | 3373.9647 | 3373.9167
2023-05-06 04:00 | DK1 | 0.06375 | 2513.8333 | 958.4167 | 3472.3137 | 3472.2499
2023-05-06 05:00 | DK1 | 3.3583 | 2265 | 1045.7916 | 3314.15 | 3310.7916
2023-05-06 06:00 | DK1 | 53.8242 | 2427.3333 | 1092.375 | 3573.5324 | 3519.7083
2023-05-06 07:00 | DK1 | 171.8967 | 2182.4167 | 1038.25 | 3392.5634 | 3220.6667
2023-05-06 08:00 | DK1 | 241.8804 | 2239.7917 | 1056.7084 | 3538.3805 | 3296.5001
2023-05-06 09:00 | DK1 | 386.2083 | 2327.25 | 1036.9584 | 3750.4167 | 3364.2084
2023-05-06 10:00 | DK1 | 391.5333 | 2096.5 | 997.3333 | 3485.3666 | 3093.8333
2023-05-06 11:00 | DK1 | 388.5142 | 1895.4584 | 913.5417 | 3197.5142 | 2809.0001
2023-05-06 12:00 | DK1 | 421.7496 | 1913.75 | 888.5833 | 3224.0829 | 2802.3333
2023-05-06 13:00 | DK1 | 451.5642 | 1971.25 | 917 | 3339.8142 | 2888.25
2023-05-06 14:00 | DK1 | 621.9721 | 2143.5833 | 817.625 | 3583.1804 | 2961.2083
2023-05-06 15:00 | DK1 | 647.8179 | 2308.8333 | 673.25 | 3629.9012 | 2982.0833
2023-05-06 16:00 | DK1 | 515.9871 | 2348.5833 | 745.7083 | 3610.2786 | 3094.2916
2023-05-06 17:00 | DK1 | 389.3229 | 2295.9167 | 838.2917 | 3523.5313 | 3134.2084
2023-05-06 18:00 | DK1 | 293.0996 | 2108.4583 | 914.375 | 3315.9328 | 3022.8333
2023-05-06 19:00 | DK1 | 149.6492 | 1806.5834 | 936.2917 | 2892.5242 | 2742.8751
2023-05-06 20:00 | DK1 | 19.1158 | 1589.5416 | 944.9583 | 2553.6158 | 2534.4999
2023-05-06 21:00 | DK1 | 0.50833 | 1421.5834 | 919.2083 | 2341.3 | 2340.7917
2023-05-06 22:00 | DK1 | 0.15792 | 1352.4166 | 948.75 | 2301.3245 | 2301.1666
2023-05-06 23:00 | DK1 | 1.34 | 1132.1666 | 970.7917 | 2104.2983 | 2102.9583
2023-05-07 | DK1 | 0.59042 | 1241.4584 | 920.7083 | 2162.7571 | 2162.1667
2023-05-07 01:00 | DK1 | 0.3225 | 1192.125 | 971.375 | 2163.8225 | 2163.5
2023-05-07 02:00 | DK1 | 0.058333 | 1347.5834 | 935.7917 | 2283.4334 | 2283.3751
2023-05-07 03:00 | DK1 | 0.049167 | 1215.25 | 920.25 | 2135.5492 | 2135.5
2023-05-07 04:00 | DK1 | 0.084583 | 1173.2084 | 819.7083 | 1993.0013 | 1992.9167
2023-05-07 05:00 | DK1 | 6.2554 | 1087.6666 | 722.9167 | 1816.8387 | 1810.5833
2023-05-07 06:00 | DK1 | 103.8846 | 1053.0416 | 741.8333 | 1898.7595 | 1794.8749
2023-05-07 07:00 | DK1 | 346.5058 | 978.5833 | 736.1667 | 2061.2558 | 1714.75
2023-05-07 08:00 | DK1 | 414.0988 | 1048.0416 | 791.125 | 2253.2654 | 1839.1666
2023-05-07 09:00 | DK1 | 606.1754 | 1296.6666 | 699.9583 | 2602.8004 | 1996.6249
2023-05-07 10:00 | DK1 | 993.4071 | 1378.3334 | 640.7917 | 3012.5322 | 2019.1251
2023-05-07 11:00 | DK1 | 1326.5613 | 1407.5416 | 552.625 | 3286.7279 | 1960.1666
2023-05-07 12:00 | DK1 | 1522.1659 | 1638.7916 | 497.3333 | 3658.2909 | 2136.125
2023-05-07 13:00 | DK1 | 1397.975 | 1772.75 | 422.125 | 3592.85 | 2194.875
2023-05-07 14:00 | DK1 | 1420.7046 | 1630.9166 | 323.1667 | 3374.7879 | 1954.0833
2023-05-07 15:00 | DK1 | 1378.0792 | 1646.9584 | 355.4583 | 3380.4959 | 2002.4167
2023-05-07 16:00 | DK1 | 1249.3246 | 1734.2916 | 572.375 | 3555.9912 | 2306.6666
2023-05-07 17:00 | DK1 | 977.8621 | 1660.625 | 559.5833 | 3198.0704 | 2220.2083
2023-05-07 18:00 | DK1 | 665.4642 | 1519.4166 | 547.4167 | 2732.2975 | 2066.8333
2023-05-07 19:00 | DK1 | 295.0029 | 1438.125 | 652.2083 | 2385.3362 | 2090.3333
2023-05-07 20:00 | DK1 | 33.195 | 1374.5834 | 718.75 | 2126.5284 | 2093.3334
2023-05-07 21:00 | DK1 | 1.6604 | 1049.2084 | 725.0417 | 1775.9105 | 1774.2501
2023-05-07 22:00 | DK1 | 1.0992 | 1153.75 | 786.25 | 1941.0992 | 1940
2023-05-07 23:00 | DK1 | 0.56208 | 1071.0834 | 833.5417 | 1905.1871 | 1904.6251
2023-05-08 | DK1 | 0.39458 | 1077.3334 | 782.7917 | 1860.5196 | 1860.1251
2023-05-08 01:00 | DK1 | 0.21458 | 1050.0834 | 801.9167 | 1852.2146 | 1852.0001
2023-05-08 02:00 | DK1 | 0.032083 | 1096.7084 | 832.9167 | 1929.6571 | 1929.6251
2023-05-08 03:00 | DK1 | 0.032083 | 1072 | 806.625 | 1878.6571 | 1878.625
2023-05-08 04:00 | DK1 | 0.10042 | 1009.2917 | 735.7917 | 1745.1838 | 1745.0834
2023-05-08 05:00 | DK1 | 9.0358 | 1054.5416 | 788.2917 | 1851.8691 | 1842.8333
2023-05-08 06:00 | DK1 | 137.5437 | 867.5417 | 773.625 | 1778.7104 | 1641.1667
2023-05-08 07:00 | DK1 | 426.9017 | 816.9167 | 684 | 1927.8184 | 1500.9167
2023-05-08 08:00 | DK1 | 684.4667 | 703 | 738.4167 | 2125.8834 | 1441.4167
2023-05-08 09:00 | DK1 | 1134.6362 | 1107.8334 | 714.4167 | 2956.8863 | 1822.2501
2023-05-08 10:00 | DK1 | 1403.6663 | 1546.5416 | 654.0417 | 3604.2496 | 2200.5833
2023-05-08 11:00 | DK1 | 1597.1858 | 1976.875 | 515.4583 | 4089.5191 | 2492.3333
2023-05-08 12:00 | DK1 | 1644.4929 | 2110.9167 | 493.2917 | 4248.7013 | 2604.2084
2023-05-08 13:00 | DK1 | 1639.0813 | 2118.7083 | 591.9167 | 4349.7062 | 2710.6249
2023-05-08 14:00 | DK1 | 1573.4258 | 1976.0834 | 762.2083 | 4311.7175 | 2738.2917
2023-05-08 15:00 | DK1 | 1484.7421 | 2095.0417 | 794.75 | 4374.5338 | 2889.7917
2023-05-08 16:00 | DK1 | 1298.8263 | 2134.7083 | 702.2917 | 4135.8262 | 2836.9999
2023-05-08 17:00 | DK1 | 1031.2117 | 2287.4167 | 680.2083 | 3998.8367 | 2967.6251
2023-05-08 18:00 | DK1 | 672.0075 | 2013.625 | 585.4583 | 3271.0908 | 2599.0833
2023-05-08 19:00 | DK1 | 284.1396 | 1737.75 | 581.9167 | 2603.8063 | 2319.6667
2023-05-08 20:00 | DK1 | 28.4046 | 1534.875 | 658.0417 | 2221.3213 | 2192.9167
2023-05-08 21:00 | DK1 | 0.92 | 1404.75 | 728.8333 | 2134.5033 | 2133.5833
2023-05-08 22:00 | DK1 | 0 | 1374.75 | 846.6667 | 2221.4167 | 2221.4167
2023-05-08 23:00 | DK1 | 0.58208 | 1195.875 | 993.5417 | 2189.9988 | 2189.4167
2023-05-09 | DK1 | 0.40333 | 1353.2084 | 1054.7084 | 2408.3201 | 2407.9167
2023-05-09 01:00 | DK1 | 0.22125 | 1317.0834 | 992.0417 | 2309.3463 | 2309.1251
2023-05-09 02:00 | DK1 | 0.032917 | 1273 | 1007.1667 | 2280.1996 | 2280.1667
2023-05-09 03:00 | DK1 | 0.0325 | 1316.375 | 1001.25 | 2317.6575 | 2317.625
2023-05-09 04:00 | DK1 | 0.10792 | 1244 | 974.1667 | 2218.2746 | 2218.1667
2023-05-09 05:00 | DK1 | 7.0279 | 1300.4584 | 901.75 | 2209.2363 | 2202.2084
2023-05-09 06:00 | DK1 | 96.9096 | 1161.125 | 842.5 | 2100.5346 | 2003.625
2023-05-09 07:00 | DK1 | 304.8421 | 1335.1666 | 872.375 | 2512.3837 | 2207.5416
2023-05-09 08:00 | DK1 | 522.0346 | 1220.2916 | 854.4583 | 2596.7845 | 2074.7499
2023-05-09 09:00 | DK1 | 879.98 | 1232.4166 | 855.4583 | 2967.8549 | 2087.8749
2023-05-09 10:00 | DK1 | 1227.9508 | 1370.5 | 771.375 | 3369.8258 | 2141.875
2023-05-09 11:00 | DK1 | 1312.1879 | 1578.8334 | 857.3333 | 3748.3546 | 2436.1667
2023-05-09 12:00 | DK1 | 1485.7562 | 1758.7084 | 841.875 | 4086.3396 | 2600.5834
2023-05-09 13:00 | DK1 | 1423.6421 | 1880.7916 | 929.9583 | 4234.392 | 2810.7499
2023-05-09 14:00 | DK1 | 1180.6333 | 1913.2084 | 890.0417 | 3983.8834 | 2803.2501
2023-05-09 15:00 | DK1 | 959.7283 | 1933.5834 | 835.7917 | 3729.1034 | 2769.3751
2023-05-09 16:00 | DK1 | 835.7608 | 2026.9166 | 625.5 | 3488.1774 | 2652.4166
2023-05-09 17:00 | DK1 | 683.1487 | 1675.6666 | 522.7083 | 2881.5237 | 2198.3749
2023-05-09 18:00 | DK1 | 251.5329 | 1656.9584 | 340.8333 | 2249.3246 | 1997.7917
2023-05-09 19:00 | DK1 | 112.0004 | 1450.25 | 441.2917 | 2003.5421 | 1891.5417
2023-05-09 20:00 | DK1 | 9.9308 | 1372.125 | 432.6667 | 1814.7225 | 1804.7917
2023-05-09 21:00 | DK1 | 0.27125 | 1313 | 457.125 | 1770.3963 | 1770.125
2023-05-09 22:00 | DK1 | 0.064167 | 1221.0416 | 622.0417 | 1843.1475 | 1843.0833
2023-05-09 23:00 | DK1 | 0.070417 | 1731.3334 | 545.5833 | 2276.9871 | 2276.9167
2023-05-10 | DK1 | 0.044583 | 1793.0416 | 683.2083 | 2476.2945 | 2476.2499
2023-05-10 01:00 | DK1 | 0.4875 | 1536.8334 | 619.8333 | 2157.1542 | 2156.6667
2023-05-10 02:00 | DK1 | 0.08125 | 1557.2084 | 804.375 | 2361.6646 | 2361.5834
2023-05-10 03:00 | DK1 | 0.071667 | 1457.6666 | 787.625 | 2245.3633 | 2245.2916
2023-05-10 04:00 | DK1 | 0.17667 | 1667.9166 | 786.8333 | 2454.9266 | 2454.7499
2023-05-10 05:00 | DK1 | 8.3679 | 1554.25 | 703.8333 | 2266.4512 | 2258.0833
2023-05-10 06:00 | DK1 | 111.7158 | 1261.7916 | 819.7917 | 2193.2991 | 2081.5833
2023-05-10 07:00 | DK1 | 335.0867 | 1472.3334 | 829.5 | 2636.92 | 2301.8334
2023-05-10 08:00 | DK1 | 568.6287 | 1502.0416 | 848.375 | 2919.0453 | 2350.4166
2023-05-10 09:00 | DK1 | 905.6704 | 1660.125 | 825.375 | 3391.1704 | 2485.5
2023-05-10 10:00 | DK1 | 1203.8137 | 1532.2916 | 749.5833 | 3485.6887 | 2281.8749
2023-05-10 11:00 | DK1 | 1405.4805 | 1577.2916 | 675.7083 | 3658.4804 | 2252.9999
2023-05-10 12:00 | DK1 | 1354.2504 | 1978.5 | 692.375 | 4025.1254 | 2670.875
2023-05-10 13:00 | DK1 | 1239.8925 | 2050.4583 | 605.625 | 3895.9757 | 2656.0833
2023-05-10 14:00 | DK1 | 947.2333 | 1983.125 | 548.7083 | 3479.0667 | 2531.8333
2023-05-10 15:00 | DK1 | 689.5666 | 1777.875 | 559 | 3026.4416 | 2336.875
2023-05-10 16:00 | DK1 | 473.4333 | 1359.8334 | 551.9583 | 2385.225 | 1911.7917
2023-05-10 17:00 | DK1 | 345.8037 | 1051.5 | 338.25 | 1735.5537 | 1389.75
2023-05-10 18:00 | DK1 | 197.6771 | 721 | 310 | 1228.6771 | 1031
2023-05-10 19:00 | DK1 | 87.3 | 377.3333 | 369.4583 | 834.0917 | 746.7917
2023-05-10 20:00 | DK1 | 21.8717 | 247.7083 | 459.375 | 728.955 | 707.0833
2023-05-10 21:00 | DK1 | 0.78167 | 181.0417 | 443.4167 | 625.24 | 624.4583
2023-05-10 22:00 | DK1 | 0.05875 | 134.875 | 432 | 566.9338 | 566.875
2023-05-10 23:00 | DK1 | 0.03875 | 79.375 | 435.625 | 515.0388 | 515
2023-05-11 | DK1 | 0.04 | 115.7917 | 376.3333 | 492.165 | 492.125
2023-05-11 01:00 | DK1 | 0.022917 | 81.125 | 284.4583 | 365.6063 | 365.5833
2023-05-11 02:00 | DK1 | 0.004167 | 76.375 | 205.625 | 282.0042 | 282
2023-05-11 03:00 | DK1 | 0.004167 | 51.2083 | 90.6667 | 141.8792 | 141.875
2023-05-11 04:00 | DK1 | 0.091667 | 30.1667 | 44.0417 | 74.3 | 74.2083
2023-05-11 05:00 | DK1 | 5.0679 | 12.9583 | 28 | 46.0262 | 40.9583
2023-05-11 06:00 | DK1 | 56.8108 | 5.9583 | 0.041667 | 62.8108 | 6
2023-05-11 07:00 | DK1 | 159.1875 | 3.5 | 6.7083 | 169.3958 | 10.2083
2023-05-11 08:00 | DK1 | 228.285 | 7.0833 | 14.75 | 250.1183 | 21.8333
2023-05-11 09:00 | DK1 | 290.5779 | 11.2917 | 10.125 | 311.9946 | 21.4167
2023-05-11 10:00 | DK1 | 393.1654 | 17.0833 | 18.4167 | 428.6654 | 35.5
2023-05-11 11:00 | DK1 | 442.6171 | 25.25 | 38.2083 | 506.0754 | 63.4583
2023-05-11 12:00 | DK1 | 469.8596 | 27.8333 | 17.6667 | 515.3596 | 45.5
2023-05-11 13:00 | DK1 | 531.7238 | 33.4583 | 65.2917 | 630.4738 | 98.75
2023-05-11 14:00 | DK1 | 601.1804 | 35.6667 | 86.4167 | 723.2638 | 122.0833
2023-05-11 15:00 | DK1 | 634.8267 | 49.25 | 72.0833 | 756.16 | 121.3333
2023-05-11 16:00 | DK1 | 625.7946 | 55.2083 | 77.4583 | 758.4612 | 132.6667
2023-05-11 17:00 | DK1 | 553.4042 | 61.6667 | 111.7917 | 726.8625 | 173.4583
2023-05-11 18:00 | DK1 | 364.92 | 92.625 | 170.1667 | 627.7117 | 262.7917
2023-05-11 19:00 | DK1 | 189.0513 | 92.625 | 243.5 | 525.1763 | 336.125
2023-05-11 20:00 | DK1 | 36.7954 | 137.5833 | 274.9583 | 449.3371 | 412.5417
2023-05-11 21:00 | DK1 | 3.1683 | 241.5417 | 267.8333 | 512.5433 | 509.375
2023-05-11 22:00 | DK1 | 0.034583 | 398.5833 | 281.25 | 679.8679 | 679.8333
2023-05-11 23:00 | DK1 | 0.047083 | 454 | 495.9167 | 949.9637 | 949.9167
2023-05-12 | DK1 | 0.045833 | 453.3333 | 592.2917 | 1045.6709 | 1045.625
2023-05-12 01:00 | DK1 | 0.01875 | 469.0833 | 543.875 | 1012.9771 | 1012.9583
2023-05-12 02:00 | DK1 | 0.077083 | 422 | 507 | 929.0771 | 929
2023-05-12 03:00 | DK1 | 0.0725 | 404.4583 | 402.3333 | 806.8642 | 806.7917
2023-05-12 04:00 | DK1 | 0.22042 | 387.2083 | 238.625 | 626.0538 | 625.8333
2023-05-12 05:00 | DK1 | 11.5167 | 335.4167 | 226.375 | 573.3083 | 561.7917
2023-05-12 06:00 | DK1 | 130.8079 | 377.5417 | 222.5 | 730.8496 | 600.0417
2023-05-12 07:00 | DK1 | 382.6429 | 420.375 | 160.4583 | 963.4762 | 580.8333
2023-05-12 08:00 | DK1 | 655.8558 | 233 | 164.2917 | 1053.1475 | 397.2917
2023-05-12 09:00 | DK1 | 916.3892 | 151.4167 | 85.7917 | 1153.5975 | 237.2083
2023-05-12 10:00 | DK1 | 1378.48 | 105.4167 | 67.5 | 1551.3966 | 172.9167
2023-05-12 11:00 | DK1 | 1480.8116 | 152.625 | 42.1667 | 1675.6033 | 194.7917
2023-05-12 12:00 | DK1 | 1657.2754 | 292.7083 | 42.5417 | 1992.5254 | 335.25
2023-05-12 13:00 | DK1 | 1741.8591 | 298.375 | 32.7083 | 2072.9425 | 331.0833
2023-05-12 14:00 | DK1 | 1449.9646 | 274.4167 | 13.75 | 1738.1313 | 288.1667
2023-05-12 15:00 | DK1 | 1207.4109 | 241.875 | 4.0417 | 1453.3276 | 245.9167
2023-05-12 16:00 | DK1 | 1115.3774 | 183.8333 | 1.5417 | 1300.7524 | 185.375
2023-05-12 17:00 | DK1 | 1004.6309 | 248.8333 | 5.4167 | 1258.8809 | 254.25
2023-05-12 18:00 | DK1 | 622.7267 | 215.4167 | 37.625 | 875.7684 | 253.0417
2023-05-12 19:00 | DK1 | 297.995 | 229 | 22.7917 | 549.7867 | 251.7917
2023-05-12 20:00 | DK1 | 40.2837 | 226.2083 | 32.5417 | 299.0337 | 258.75
2023-05-12 21:00 | DK1 | 4.295 | 215.6667 | 28.7917 | 248.7533 | 244.4583
2023-05-12 22:00 | DK1 | 1.62 | 211.5417 | 73.7917 | 286.9533 | 285.3333
2023-05-12 23:00 | DK1 | 1.1196 | 139.9583 | 187.0833 | 328.1612 | 327.0417
2023-05-13 | DK1 | 0.77333 | 221.0833 | 178.6667 | 400.5233 | 399.75
2023-05-13 01:00 | DK1 | 0.42375 | 93.5417 | 130.5833 | 224.5487 | 224.125
2023-05-13 02:00 | DK1 | 0.077083 | 158.6667 | 93.875 | 252.6188 | 252.5417
2023-05-13 03:00 | DK1 | 0.005 | 88.2083 | 48.2083 | 136.4217 | 136.4167
2023-05-13 04:00 | DK1 | 0.34542 | 75.0417 | 16.1667 | 91.5537 | 91.2083
2023-05-13 05:00 | DK1 | 16.7508 | 88.2917 | 6.875 | 111.9175 | 95.1667
2023-05-13 06:00 | DK1 | 175.255 | 90.8333 | 8.6667 | 274.755 | 99.5
2023-05-13 07:00 | DK1 | 470.1242 | 76.875 | 4 | 550.9992 | 80.875
2023-05-13 08:00 | DK1 | 716.5525 | 47.125 | 36.125 | 799.8025 | 83.25
2023-05-13 09:00 | DK1 | 1184.9684 | 45.2917 | 24.2083 | 1254.4684 | 69.5
2023-05-13 10:00 | DK1 | 1506.0504 | 65.3333 | 34.0833 | 1605.4671 | 99.4167
2023-05-13 11:00 | DK1 | 1665.2229 | 98.125 | 50.4583 | 1813.8062 | 148.5833
2023-05-13 12:00 | DK1 | 1728.7933 | 75.8333 | 50.75 | 1855.3767 | 126.5833
2023-05-13 13:00 | DK1 | 1710.2795 | 153.2917 | 32.8333 | 1896.4045 | 186.125
2023-05-13 14:00 | DK1 | 1500.415 | 211.5 | 96.7083 | 1808.6234 | 308.2083
2023-05-13 15:00 | DK1 | 1420.8058 | 310.25 | 199.6667 | 1930.7225 | 509.9167
2023-05-13 16:00 | DK1 | 1287.1083 | 329.2917 | 238.7917 | 1855.1916 | 568.0833
2023-05-13 17:00 | DK1 | 984.9688 | 271.3333 | 221.875 | 1478.1771 | 493.2083
2023-05-13 18:00 | DK1 | 630.1342 | 210.625 | 178.9167 | 1019.6758 | 389.5417
2023-05-13 19:00 | DK1 | 294.8004 | 193.2917 | 230.25 | 718.3421 | 423.5417
2023-05-13 20:00 | DK1 | 46.4583 | 152.7917 | 262.375 | 461.625 | 415.1667
2023-05-13 21:00 | DK1 | 3.5483 | 145.0417 | 238.5417 | 387.1317 | 383.5833
2023-05-13 22:00 | DK1 | 0.19667 | 148.2917 | 211.5417 | 360.03 | 359.8333
2023-05-13 23:00 | DK1 | 0.070417 | 135.6667 | 155.8333 | 291.5704 | 291.5
2023-05-14 | DK1 | 0.051667 | 160 | 111.9167 | 271.9683 | 271.9167
2023-05-14 01:00 | DK1 | 0.027917 | 163.9167 | 89.4167 | 253.3613 | 253.3333
2023-05-14 02:00 | DK1 | 0.005 | 98.9167 | 73.3333 | 172.255 | 172.25
2023-05-14 03:00 | DK1 | 0.005 | 63.375 | 103.2917 | 166.6717 | 166.6667
2023-05-14 04:00 | DK1 | 0.36042 | 45.8333 | 133.375 | 179.5687 | 179.2083
2023-05-14 05:00 | DK1 | 15.4546 | 68.7083 | 101.25 | 185.4129 | 169.9583
2023-05-14 06:00 | DK1 | 149.4792 | 95.5417 | 154.1667 | 399.1875 | 249.7083
2023-05-14 07:00 | DK1 | 391.4692 | 104.4583 | 132.5833 | 628.5108 | 237.0417
2023-05-14 08:00 | DK1 | 690.3371 | 116.7917 | 79.5833 | 886.7121 | 196.375
2023-05-14 09:00 | DK1 | 967.2821 | 89.0417 | 61.7083 | 1118.0321 | 150.75
2023-05-14 10:00 | DK1 | 1171.8287 | 121.5 | 47.2083 | 1340.5371 | 168.7083
2023-05-14 11:00 | DK1 | 1149.9805 | 217.0833 | 36.5833 | 1403.6471 | 253.6667
2023-05-14 12:00 | DK1 | 1313.5767 | 257.125 | 20.2083 | 1590.91 | 277.3333
2023-05-14 13:00 | DK1 | 1274.1438 | 429.25 | 75.4583 | 1778.8521 | 504.7083
2023-05-14 14:00 | DK1 | 1236.6913 | 534.6667 | 40.3333 | 1811.6913 | 575
2023-05-14 15:00 | DK1 | 1159.0238 | 643.5417 | 59.9167 | 1862.4822 | 703.4584
2023-05-14 16:00 | DK1 | 924.5671 | 461 | 36.25 | 1421.8171 | 497.25
2023-05-14 17:00 | DK1 | 726.3471 | 400.1667 | 98.5833 | 1225.0971 | 498.75
2023-05-14 18:00 | DK1 | 424.5787 | 266.1667 | 24.3333 | 715.0787 | 290.5
2023-05-14 19:00 | DK1 | 209.1754 | 273.2083 | 5.25 | 487.6338 | 278.4583
2023-05-14 20:00 | DK1 | 41.2196 | 224.125 | 22.9583 | 288.3029 | 247.0833
2023-05-14 21:00 | DK1 | 5.1454 | 122.4167 | 73.25 | 200.8121 | 195.6667
2023-05-14 22:00 | DK1 | 0.14875 | 79.125 | 93.0833 | 172.3571 | 172.2083
2023-05-14 23:00 | DK1 | 0.0875 | 122 | 60.625 | 182.7125 | 182.625
2023-05-15 | DK1 | 0.0625 | 121.5 | 170.6667 | 292.2292 | 292.1667
2023-05-15 01:00 | DK1 | 0.033333 | 162.5417 | 16.5 | 179.075 | 179.0417
2023-05-15 02:00 | DK1 | 0.005417 | 114.125 | 85.5 | 199.6304 | 199.625
2023-05-15 03:00 | DK1 | 0.005833 | 68 | 121.8333 | 189.8392 | 189.8333
2023-05-15 04:00 | DK1 | 0.4375 | 63.625 | 88.25 | 152.3125 | 151.875
2023-05-15 05:00 | DK1 | 16.8875 | 25 | 66.25 | 108.1375 | 91.25
2023-05-15 06:00 | DK1 | 150.6429 | 24.2083 | 124.6667 | 299.5179 | 148.875
2023-05-15 07:00 | DK1 | 412.7421 | 27.625 | 96.6667 | 537.0338 | 124.2917
2023-05-15 08:00 | DK1 | 655.5458 | 11.5 | 94.375 | 761.4208 | 105.875
2023-05-15 09:00 | DK1 | 942.9454 | 24.2083 | 85.8333 | 1052.9871 | 110.0417
2023-05-15 10:00 | DK1 | 1366.048 | 35.875 | 81.125 | 1483.048 | 117
2023-05-15 11:00 | DK1 | 1514.1625 | 85.7917 | 85.1667 | 1685.1208 | 170.9583
2023-05-15 12:00 | DK1 | 1578.5867 | 136.75 | 185.75 | 1901.0867 | 322.5
2023-05-15 13:00 | DK1 | 1362.9554 | 307.0417 | 241.5 | 1911.4971 | 548.5417
2023-05-15 14:00 | DK1 | 1259.163 | 500.5417 | 362.5 | 2122.2046 | 863.0417
2023-05-15 15:00 | DK1 | 1182.215 | 722.3333 | 335.6667 | 2240.2149 | 1058
2023-05-15 16:00 | DK1 | 823.7425 | 886.6667 | 439.2917 | 2149.7008 | 1325.9583
2023-05-15 17:00 | DK1 | 589.5304 | 750.5 | 531.4167 | 1871.4471 | 1281.9167
2023-05-15 18:00 | DK1 | 414.455 | 585.8333 | 515.75 | 1516.0383 | 1101.5833
2023-05-15 19:00 | DK1 | 213.8587 | 625.125 | 365.7083 | 1204.6921 | 990.8333
2023-05-15 20:00 | DK1 | 37.6387 | 737.5417 | 501.375 | 1276.5554 | 1238.9167
2023-05-15 21:00 | DK1 | 4.2008 | 790.7083 | 788.25 | 1583.1591 | 1578.9583
2023-05-15 22:00 | DK1 | 0.23125 | 928.4583 | 814.0417 | 1742.7313 | 1742.5
2023-05-15 23:00 | DK1 | 1.1746 | 1000.25 | 783.7917 | 1785.2163 | 1784.0417
2023-05-16 | DK1 | 0.80958 | 985.5833 | 761.625 | 1748.0179 | 1747.2083
2023-05-16 01:00 | DK1 | 0.44375 | 737.0833 | 861.6667 | 1599.1937 | 1598.75
2023-05-16 02:00 | DK1 | 0.08125 | 941.4167 | 899.75 | 1841.2479 | 1841.1667
2023-05-16 03:00 | DK1 | 0.075 | 865.75 | 878.875 | 1744.7 | 1744.625
2023-05-16 04:00 | DK1 | 0.5075 | 982.7083 | 889.7917 | 1873.0075 | 1872.5
2023-05-16 05:00 | DK1 | 15.1246 | 918.1667 | 803 | 1736.2913 | 1721.1667
2023-05-16 06:00 | DK1 | 118.8142 | 839.4583 | 794.0833 | 1752.3558 | 1633.5416
2023-05-16 07:00 | DK1 | 292.1454 | 1196.2916 | 761.625 | 2250.062 | 1957.9166
2023-05-16 08:00 | DK1 | 212.5304 | 1282.7916 | 826.1667 | 2321.4887 | 2108.9583
2023-05-16 09:00 | DK1 | 339.6154 | 1621.9584 | 857.9167 | 2819.4905 | 2479.8751
2023-05-16 10:00 | DK1 | 493.2687 | 1483.7084 | 832.25 | 2809.2271 | 2315.9584
2023-05-16 11:00 | DK1 | 535.4612 | 1646.4584 | 810.875 | 2992.7946 | 2457.3334
2023-05-16 12:00 | DK1 | 625.2396 | 1857.8334 | 854.2917 | 3337.3646 | 2712.1251
2023-05-16 13:00 | DK1 | 663.9804 | 2009 | 805.5 | 3478.4804 | 2814.5
2023-05-16 14:00 | DK1 | 728.8734 | 2122.5417 | 800.0833 | 3651.4984 | 2922.6251
2023-05-16 15:00 | DK1 | 766.9592 | 2237.8333 | 752.9583 | 3757.7507 | 2990.7916
2023-05-16 16:00 | DK1 | 749.8209 | 2361.1667 | 828.0833 | 3939.0709 | 3189.2501
2023-05-16 17:00 | DK1 | 656.9341 | 2652.5833 | 876.625 | 4186.1424 | 3529.2083
2023-05-16 18:00 | DK1 | 449.0963 | 2712.1667 | 906.2083 | 4067.4713 | 3618.3751
2023-05-16 19:00 | DK1 | 246.4713 | 2764.625 | 897.875 | 3908.9713 | 3662.5
2023-05-16 20:00 | DK1 | 74.1679 | 2894.3333 | 1038.3334 | 4006.8345 | 3932.6666
2023-05-16 21:00 | DK1 | 10.1058 | 2813.2083 | 1120.2916 | 3943.6057 | 3933.4999
2023-05-16 22:00 | DK1 | 2.2958 | 2911.9583 | 1062.625 | 3976.8791 | 3974.5833
2023-05-16 23:00 | DK1 | 0.08375 | 2972.875 | 1047.5416 | 4020.5004 | 4020.4166
2023-05-17 | DK1 | 0.545 | 3049.9583 | 1042.5834 | 4093.0866 | 4092.5416
2023-05-17 01:00 | DK1 | 0.68917 | 3100.5833 | 1081.5834 | 4182.8558 | 4182.1666
2023-05-17 02:00 | DK1 | 0.005417 | 3083.5833 | 1053.3334 | 4136.922 | 4136.9166
2023-05-17 03:00 | DK1 | 0.11542 | 2863.9583 | 1077.9166 | 3941.9903 | 3941.8749
2023-05-17 04:00 | DK1 | 0.68833 | 2999.5417 | 1103.2916 | 4103.5217 | 4102.8334
2023-05-17 05:00 | DK1 | 19.2625 | 2810.7083 | 1094.625 | 3924.5958 | 3905.3333
2023-05-17 06:00 | DK1 | 149.7879 | 2871.7083 | 1030.4166 | 4051.9128 | 3902.1249
2023-05-17 07:00 | DK1 | 393.8538 | 2697.375 | 1082.7916 | 4174.0204 | 3780.1666
2023-05-17 08:00 | DK1 | 626.1617 | 3005.625 | 1060.3334 | 4692.1201 | 4065.9584
2023-05-17 09:00 | DK1 | 1054.4166 | 3272.625 | 1091.625 | 5418.6666 | 4364.25
2023-05-17 10:00 | DK1 | 1340.5283 | 2897.2083 | 1055.5834 | 5293.3199 | 3952.7916
2023-05-17 11:00 | DK1 | 1277.51 | 2667.625 | 1046.8334 | 4991.9684 | 3714.4584
2023-05-17 12:00 | DK1 | 1364.1996 | 2634.125 | 973.5 | 4971.8246 | 3607.625
2023-05-17 13:00 | DK1 | 1359.7804 | 2357.8333 | 973.3333 | 4690.947 | 3331.1666
2023-05-17 14:00 | DK1 | 1341.8588 | 2309 | 846.125 | 4496.9838 | 3155.125
2023-05-17 15:00 | DK1 | 1153.3384 | 2169.7917 | 815 | 4138.1301 | 2984.7917
2023-05-17 16:00 | DK1 | 1107.95 | 2179.75 | 792.375 | 4080.075 | 2972.125
2023-05-17 17:00 | DK1 | 808.7529 | 2403.25 | 699.9167 | 3911.9196 | 3103.1667
2023-05-17 18:00 | DK1 | 528.0254 | 2245.7083 | 581.5833 | 3355.317 | 2827.2916
2023-05-17 19:00 | DK1 | 270.445 | 2019.3334 | 549.4167 | 2839.1951 | 2568.7501
2023-05-17 20:00 | DK1 | 65.3863 | 1908.375 | 768.0833 | 2741.8446 | 2676.4583
2023-05-17 21:00 | DK1 | 3.3071 | 1519.5416 | 715.875 | 2238.7237 | 2235.4166
2023-05-17 22:00 | DK1 | 0.054583 | 1136.6666 | 614.0833 | 1750.8045 | 1750.7499
2023-05-17 23:00 | DK1 | 0.083333 | 995.7083 | 507.0833 | 1502.875 | 1502.7917
2023-05-18 | DK1 | 0.0575 | 1004.625 | 543.5 | 1548.1825 | 1548.125
2023-05-18 01:00 | DK1 | 0.03125 | 893.9167 | 588.5 | 1482.4479 | 1482.4167
2023-05-18 02:00 | DK1 | 0.005417 | 776.9167 | 468.25 | 1245.1721 | 1245.1667
2023-05-18 03:00 | DK1 | 0.005417 | 611.3333 | 355 | 966.3387 | 966.3333
2023-05-18 04:00 | DK1 | 0.73625 | 616.5 | 327.8333 | 945.0696 | 944.3333
2023-05-18 05:00 | DK1 | 22.4329 | 569.75 | 295.4167 | 887.5996 | 865.1667
2023-05-18 06:00 | DK1 | 155.38 | 363.2917 | 260.6667 | 779.3383 | 623.9583
2023-05-18 07:00 | DK1 | 360.8696 | 175.3333 | 106.625 | 642.8279 | 281.9583
2023-05-18 08:00 | DK1 | 618.4583 | 163.5833 | 98 | 880.0416 | 261.5833
2023-05-18 09:00 | DK1 | 996.7358 | 205.7917 | 48.5 | 1251.0275 | 254.2917
2023-05-18 10:00 | DK1 | 1198.6025 | 192.4167 | 25 | 1416.0192 | 217.4167
2023-05-18 11:00 | DK1 | 1299.5292 | 239.0417 | 34 | 1572.5708 | 273.0417
2023-05-18 12:00 | DK1 | 1528.6916 | 251 | 24.6667 | 1804.3583 | 275.6667
2023-05-18 13:00 | DK1 | 1548.4537 | 253.0417 | 8.3333 | 1809.8287 | 261.375
2023-05-18 14:00 | DK1 | 1492.4879 | 261.0417 | 11.5417 | 1765.0712 | 272.5833
2023-05-18 15:00 | DK1 | 1386.9104 | 284.6667 | 9.4583 | 1681.0354 | 294.125
2023-05-18 16:00 | DK1 | 1243.6475 | 272.9583 | 20.0417 | 1536.6475 | 293
2023-05-18 17:00 | DK1 | 938.4142 | 229.7917 | 17.7917 | 1185.9975 | 247.5833
2023-05-18 18:00 | DK1 | 616.7104 | 201.0833 | 9.1667 | 826.9604 | 210.25
2023-05-18 19:00 | DK1 | 342.0704 | 163.25 | 19.5417 | 524.8621 | 182.7917
2023-05-18 20:00 | DK1 | 89.8587 | 144.7083 | 12.875 | 247.4421 | 157.5833
2023-05-18 21:00 | DK1 | 5.9075 | 92.125 | 13.4167 | 111.4492 | 105.5417
2023-05-18 22:00 | DK1 | 0.043333 | 122.5 | 10.375 | 132.9183 | 132.875
2023-05-18 23:00 | DK1 | 0.07875 | 123.9583 | 15.75 | 139.7871 | 139.7083
2023-05-19 | DK1 | 0.0575 | 90.3333 | 17.5417 | 107.9325 | 107.875
2023-05-19 01:00 | DK1 | 0.03125 | 65.1667 | 4.5 | 69.6979 | 69.6667
2023-05-19 02:00 | DK1 | 0.005417 | 43.375 | 3.875 | 47.2554 | 47.25
2023-05-19 03:00 | DK1 | 0.004583 | 47 | 0.45833 | 47.4629 | 47.4583
2023-05-19 04:00 | DK1 | 0.83 | 33.2083 | 4.4167 | 38.455 | 37.625
2023-05-19 05:00 | DK1 | 24.9763 | 32.25 | 9.5 | 66.7262 | 41.75
2023-05-19 06:00 | DK1 | 170.7758 | 33.7083 | 19.375 | 223.8592 | 53.0833
2023-05-19 07:00 | DK1 | 406.1504 | 36.625 | 21 | 463.7754 | 57.625
2023-05-19 08:00 | DK1 | 641.3791 | 18.25 | 19.0833 | 678.7125 | 37.3333
2023-05-19 09:00 | DK1 | 1034.1 | 17.875 | 4.25 | 1056.225 | 22.125
2023-05-19 10:00 | DK1 | 1391.4225 | 23.9167 | 0.25 | 1415.5892 | 24.1667
2023-05-19 11:00 | DK1 | 1426.8108 | 34.5833 | 0 | 1461.3941 | 34.5833
2023-05-19 12:00 | DK1 | 1452.52 | 57.1667 | 0.29167 | 1509.9784 | 57.4583
2023-05-19 13:00 | DK1 | 1457.5913 | 98.625 | 0.5 | 1556.7163 | 99.125
2023-05-19 14:00 | DK1 | 1476.3892 | 150.2917 | 1.9583 | 1628.6392 | 152.25
2023-05-19 15:00 | DK1 | 1347.3254 | 240.625 | 13.4583 | 1601.4088 | 254.0833
2023-05-19 16:00 | DK1 | 1180.96 | 305.5 | 44.3333 | 1530.7933 | 349.8333
2023-05-19 17:00 | DK1 | 931.3642 | 281.8333 | 107.375 | 1320.5725 | 389.2083
2023-05-19 18:00 | DK1 | 599.6367 | 270.75 | 181.0417 | 1051.4283 | 451.7917
2023-05-19 19:00 | DK1 | 323.4258 | 268.5833 | 332.5 | 924.5092 | 601.0833
2023-05-19 20:00 | DK1 | 79.8112 | 241.9583 | 353.0833 | 674.8529 | 595.0417
2023-05-19 21:00 | DK1 | 5.3229 | 212.9167 | 347.1667 | 565.4062 | 560.0833
2023-05-19 22:00 | DK1 | 0.051667 | 258.0417 | 433.8333 | 691.9267 | 691.875
2023-05-19 23:00 | DK1 | 0.079583 | 251.3333 | 268.5417 | 519.9546 | 519.875
2023-05-20 | DK1 | 0.059583 | 204.9583 | 157.9583 | 362.9762 | 362.9167
2023-05-20 01:00 | DK1 | 0.030833 | 167.375 | 45.4583 | 212.8642 | 212.8333
2023-05-20 02:00 | DK1 | 0.005417 | 132 | 77.5417 | 209.5471 | 209.5417
2023-05-20 03:00 | DK1 | 0.005417 | 128.3333 | 33.0417 | 161.3804 | 161.375
2023-05-20 04:00 | DK1 | 0.99333 | 144.5 | 41.9583 | 187.4517 | 186.4583
2023-05-20 05:00 | DK1 | 28.9329 | 142.9167 | 66.5 | 238.3496 | 209.4167
2023-05-20 06:00 | DK1 | 191.1871 | 132.2917 | 93.5 | 416.9788 | 225.7917
2023-05-20 07:00 | DK1 | 460.5692 | 139.4167 | 95.25 | 695.2358 | 234.6667
2023-05-20 08:00 | DK1 | 782.0442 | 69.0833 | 82.9583 | 934.0859 | 152.0417
2023-05-20 09:00 | DK1 | 1256.2429 | 107.5 | 57 | 1420.7429 | 164.5
2023-05-20 10:00 | DK1 | 1565.9387 | 204.3333 | 45.125 | 1815.397 | 249.4583
2023-05-20 11:00 | DK1 | 1766.9396 | 285.1667 | 45.0417 | 2097.1479 | 330.2083
2023-05-20 12:00 | DK1 | 1792.9779 | 382.7917 | 73.5 | 2249.2696 | 456.2917
2023-05-20 13:00 | DK1 | 1673.8629 | 476.125 | 109.5 | 2259.4879 | 585.625
2023-05-20 14:00 | DK1 | 1548.265 | 486.875 | 181.7917 | 2216.9317 | 668.6667
2023-05-20 15:00 | DK1 | 1431.2367 | 560.6667 | 358.4167 | 2350.32 | 919.0833
2023-05-20 16:00 | DK1 | 1316.4413 | 608.2917 | 449.5 | 2374.233 | 1057.7917
2023-05-20 17:00 | DK1 | 1116.1984 | 629.0417 | 371.8333 | 2117.0734 | 1000.875
2023-05-20 18:00 | DK1 | 740.3812 | 592.5833 | 270.2917 | 1603.2562 | 862.875
2023-05-20 19:00 | DK1 | 370.3092 | 558.2917 | 258.9583 | 1187.5592 | 817.25
2023-05-20 20:00 | DK1 | 100.7242 | 493.75 | 116.8333 | 711.3075 | 610.5833
2023-05-20 21:00 | DK1 | 15.32 | 383.4583 | 77.8333 | 476.6117 | 461.2917
2023-05-20 22:00 | DK1 | 0.39875 | 333.0833 | 88.125 | 421.6071 | 421.2083
2023-05-20 23:00 | DK1 | 0.084167 | 354.2083 | 114.625 | 468.9175 | 468.8333
2023-05-21 | DK1 | 0.059583 | 327.7083 | 147.375 | 475.1429 | 475.0833
2023-05-21 01:00 | DK1 | 0.030833 | 333.75 | 173.3333 | 507.1142 | 507.0833
2023-05-21 02:00 | DK1 | 0.005417 | 339.1667 | 138.25 | 477.4221 | 477.4167
2023-05-21 03:00 | DK1 | 0.005417 | 343.6667 | 133.7083 | 477.3804 | 477.375
2023-05-21 04:00 | DK1 | 0.92333 | 324.3333 | 183.9583 | 509.215 | 508.2917
2023-05-21 05:00 | DK1 | 25.3188 | 349.0417 | 234.5833 | 608.9437 | 583.625
2023-05-21 06:00 | DK1 | 153.4 | 387.4167 | 282.5833 | 823.4 | 670
2023-05-21 07:00 | DK1 | 369.4004 | 357 | 306.7083 | 1033.1088 | 663.7083
2023-05-21 08:00 | DK1 | 550.2062 | 304.625 | 290.25 | 1145.0812 | 594.875
2023-05-21 09:00 | DK1 | 858.1063 | 325.25 | 408.1667 | 1591.5229 | 733.4167
2023-05-21 10:00 | DK1 | 1079.5233 | 370.5833 | 351.5 | 1801.6067 | 722.0833
2023-05-21 11:00 | DK1 | 1378.6659 | 545.25 | 244.75 | 2168.6659 | 790
2023-05-21 12:00 | DK1 | 1464.3817 | 596.25 | 193.4583 | 2254.09 | 789.7083
2023-05-21 13:00 | DK1 | 1353.6592 | 650.7083 | 134.0417 | 2138.4092 | 784.75
2023-05-21 14:00 | DK1 | 1355.025 | 616 | 42.9167 | 2013.9417 | 658.9167
2023-05-21 15:00 | DK1 | 1267.2288 | 549.2083 | 51.4167 | 1867.8537 | 600.625
2023-05-21 16:00 | DK1 | 1049.8154 | 552.1667 | 159.1667 | 1761.1488 | 711.3334
2023-05-21 17:00 | DK1 | 873.4933 | 547.4583 | 179.1667 | 1600.1183 | 726.625
2023-05-21 18:00 | DK1 | 579.2338 | 527.4167 | 260.25 | 1366.9005 | 787.6667
2023-05-21 19:00 | DK1 | 292.8004 | 390.125 | 330.5833 | 1013.5088 | 720.7083
2023-05-21 20:00 | DK1 | 95.6446 | 391.0417 | 381.2917 | 867.9779 | 772.3333
2023-05-21 21:00 | DK1 | 16.0479 | 453.375 | 457.0833 | 926.5063 | 910.4583
2023-05-21 22:00 | DK1 | 2.9521 | 560.625 | 425.5 | 989.0771 | 986.125
2023-05-21 23:00 | DK1 | 2.3487 | 566.0833 | 443.625 | 1012.0571 | 1009.7083
2023-05-22 | DK1 | 1.6162 | 519.375 | 499.5 | 1020.4913 | 1018.875
2023-05-22 01:00 | DK1 | 0.89 | 490.5833 | 596.9583 | 1088.4317 | 1087.5417
2023-05-22 02:00 | DK1 | 0.15875 | 478.9167 | 690.75 | 1169.8254 | 1169.6667
2023-05-22 03:00 | DK1 | 0.14375 | 480.8333 | 599.8333 | 1080.8104 | 1080.6667
2023-05-22 04:00 | DK1 | 0.97542 | 414.6667 | 501.9167 | 917.5587 | 916.5833
2023-05-22 05:00 | DK1 | 21.0454 | 412.5833 | 642.7083 | 1076.3371 | 1055.2917
2023-05-22 06:00 | DK1 | 113.2846 | 520.875 | 493.5833 | 1127.7429 | 1014.4583
2023-05-22 07:00 | DK1 | 281.5158 | 436.0833 | 459.7083 | 1177.3075 | 895.7917
2023-05-22 08:00 | DK1 | 567.1658 | 389.8333 | 199.25 | 1156.2492 | 589.0833
2023-05-22 09:00 | DK1 | 854.3904 | 450.625 | 179.375 | 1484.3904 | 630
2023-05-22 10:00 | DK1 | 1223.8508 | 265.75 | 106.0833 | 1595.6842 | 371.8333
2023-05-22 11:00 | DK1 | 1371.65 | 232.4167 | 150.2083 | 1754.275 | 382.625
2023-05-22 12:00 | DK1 | 1388.1904 | 301.625 | 185.2083 | 1875.0238 | 486.8333
2023-05-22 13:00 | DK1 | 1322.7812 | 341 | 293.625 | 1957.4062 | 634.625
2023-05-22 14:00 | DK1 | 1075.5796 | 352.5 | 311.3333 | 1739.4129 | 663.8333
2023-05-22 15:00 | DK1 | 984.9279 | 401.8333 | 229.2083 | 1615.9696 | 631.0417
2023-05-22 16:00 | DK1 | 693.8691 | 373 | 218.5833 | 1285.4525 | 591.5833
2023-05-22 17:00 | DK1 | 513.8604 | 361.5 | 148.9167 | 1024.2771 | 510.4167
2023-05-22 18:00 | DK1 | 303.1596 | 249.7917 | 218.3333 | 771.2846 | 468.125
2023-05-22 19:00 | DK1 | 121.5571 | 205.375 | 183.7917 | 510.7238 | 389.1667
2023-05-22 20:00 | DK1 | 28.0317 | 291.9583 | 456.4167 | 776.4067 | 748.375
2023-05-22 21:00 | DK1 | 3.7287 | 425.8333 | 447.6667 | 877.2287 | 873.5
2023-05-22 22:00 | DK1 | 1.4146 | 476.6667 | 504.4167 | 982.4979 | 981.0833
2023-05-22 23:00 | DK1 | 0.77667 | 493.0417 | 500.9583 | 994.7767 | 994
2023-05-23 | DK1 | 0.53333 | 595.4583 | 723.5833 | 1319.575 | 1319.0416
2023-05-23 01:00 | DK1 | 0.029583 | 401.125 | 783.7083 | 1184.8629 | 1184.8333
2023-05-23 02:00 | DK1 | 0.005 | 389.3333 | 703.1667 | 1092.505 | 1092.5
2023-05-23 03:00 | DK1 | 0.005 | 270.4167 | 649.2083 | 919.63 | 919.625
2023-05-23 04:00 | DK1 | 0.27083 | 329.6667 | 639.9583 | 969.8958 | 969.625
2023-05-23 05:00 | DK1 | 6.4883 | 632.75 | 671.625 | 1310.8633 | 1304.375
2023-05-23 06:00 | DK1 | 36.9538 | 927.125 | 708.0417 | 1672.1204 | 1635.1667
2023-05-23 07:00 | DK1 | 80.0854 | 961.4583 | 661.4167 | 1702.9604 | 1622.875
2023-05-23 08:00 | DK1 | 169.81 | 1473.5834 | 677.375 | 2320.7684 | 2150.9584
2023-05-23 09:00 | DK1 | 317.3958 | 1685.0834 | 765.1667 | 2767.6459 | 2450.2501
2023-05-23 10:00 | DK1 | 580.9771 | 1785.625 | 782.4583 | 3149.0604 | 2568.0833
2023-05-23 11:00 | DK1 | 667.9396 | 1823.8334 | 737.5417 | 3229.3146 | 2561.3751
2023-05-23 12:00 | DK1 | 911.4525 | 1893.7916 | 760.125 | 3565.3691 | 2653.9166
2023-05-23 13:00 | DK1 | 982.4263 | 1914.75 | 744.375 | 3641.5513 | 2659.125
2023-05-23 14:00 | DK1 | 856.4671 | 2013.125 | 734.875 | 3604.4671 | 2748
2023-05-23 15:00 | DK1 | 757.3254 | 2039.125 | 708.5 | 3504.9504 | 2747.625
2023-05-23 16:00 | DK1 | 633.3567 | 1828.7084 | 819.4583 | 3281.5234 | 2648.1667
2023-05-23 17:00 | DK1 | 526.9296 | 1818.4166 | 824.3333 | 3169.6795 | 2642.7499
2023-05-23 18:00 | DK1 | 341.8533 | 1752.9166 | 765.9167 | 2860.6866 | 2518.8333
2023-05-23 19:00 | DK1 | 162.3621 | 1577.3334 | 769.4583 | 2509.1538 | 2346.7917
2023-05-23 20:00 | DK1 | 39.6613 | 1533.125 | 735.4167 | 2308.2029 | 2268.5417
2023-05-23 21:00 | DK1 | 3.5675 | 1280.0416 | 728.7917 | 2012.4008 | 2008.8333
2023-05-23 22:00 | DK1 | 0.040833 | 1040.125 | 686.1667 | 1726.3325 | 1726.2917
2023-05-23 23:00 | DK1 | 0.076667 | 755.1667 | 678.25 | 1433.4934 | 1433.4167
2023-05-24 | DK1 | 0.06125 | 778.3333 | 663 | 1441.3946 | 1441.3333
2023-05-24 01:00 | DK1 | 0.029583 | 620.0833 | 719.625 | 1339.7379 | 1339.7083
2023-05-24 02:00 | DK1 | 0.005 | 490.5833 | 717.5417 | 1208.13 | 1208.125
2023-05-24 03:00 | DK1 | 0.005417 | 403.7917 | 671.875 | 1075.6721 | 1075.6667
2023-05-24 04:00 | DK1 | 1.4092 | 375.125 | 691.0833 | 1067.6175 | 1066.2083
2023-05-24 05:00 | DK1 | 32.3142 | 341.625 | 652 | 1025.9392 | 993.625
2023-05-24 06:00 | DK1 | 173.7267 | 261.4583 | 623.2917 | 1058.4767 | 884.75
2023-05-24 07:00 | DK1 | 303.1925 | 136.375 | 583.125 | 1022.6925 | 719.5
2023-05-24 08:00 | DK1 | 556.1266 | 88 | 377.0833 | 1021.21 | 465.0833
2023-05-24 09:00 | DK1 | 869.6608 | 77.9583 | 273.2917 | 1220.9108 | 351.25
2023-05-24 10:00 | DK1 | 1039.462 | 117.5833 | 297.9167 | 1454.962 | 415.5
2023-05-24 11:00 | DK1 | 1323.7671 | 200.0417 | 322.9167 | 1846.7254 | 522.9583
2023-05-24 12:00 | DK1 | 1392.0471 | 260.25 | 264.6667 | 1916.9638 | 524.9167
2023-05-24 13:00 | DK1 | 1484.9933 | 342.4167 | 251.9167 | 2079.3266 | 594.3333
2023-05-24 14:00 | DK1 | 1457.3166 | 482.7917 | 201.8333 | 2141.9416 | 684.625
2023-05-24 15:00 | DK1 | 1279.9679 | 644.8333 | 235.125 | 2159.9262 | 879.9583
2023-05-24 16:00 | DK1 | 1245.1592 | 748.6667 | 206.625 | 2200.4509 | 955.2917
2023-05-24 17:00 | DK1 | 1028.4983 | 943.4167 | 228.7083 | 2200.6233 | 1172.125
2023-05-24 18:00 | DK1 | 692.7933 | 1097.7084 | 231.4583 | 2021.96 | 1329.1667
2023-05-24 19:00 | DK1 | 356.8521 | 1424.2084 | 358.0417 | 2139.1021 | 1782.25
2023-05-24 20:00 | DK1 | 97.1804 | 1538.4584 | 353.7917 | 1989.4305 | 1892.25
2023-05-24 21:00 | DK1 | 11.5025 | 1347.4584 | 474.9583 | 1833.9192 | 1822.4167
2023-05-24 22:00 | DK1 | 0.23042 | 1248.25 | 505.25 | 1753.7304 | 1753.5
2023-05-24 23:00 | DK1 | 0.076667 | 1249 | 429.9583 | 1679.035 | 1678.9583
2023-05-25 | DK1 | 0.053333 | 1422.6666 | 636.6667 | 2059.3866 | 2059.3333
2023-05-25 01:00 | DK1 | 0.029583 | 1354.125 | 753.125 | 2107.2796 | 2107.25
2023-05-25 02:00 | DK1 | 0.005 | 1330.5416 | 928.5417 | 2259.0883 | 2259.0833
2023-05-25 03:00 | DK1 | 0.005 | 1356.5 | 967.75 | 2324.255 | 2324.25
2023-05-25 04:00 | DK1 | 1.5392 | 1412.4166 | 952.8333 | 2366.7891 | 2365.2499
2023-05-25 05:00 | DK1 | 37.6871 | 1375 | 872.7917 | 2285.4788 | 2247.7917
2023-05-25 06:00 | DK1 | 196.1496 | 1391.4584 | 874.9167 | 2462.5246 | 2266.3751
2023-05-25 07:00 | DK1 | 351.9917 | 1374.0834 | 925.7083 | 2651.7834 | 2299.7917
2023-05-25 08:00 | DK1 | 748.6887 | 1807.5 | 986.125 | 3542.3137 | 2793.625
2023-05-25 09:00 | DK1 | 1190.6495 | 1750.7916 | 982.875 | 3924.3162 | 2733.6666
2023-05-25 10:00 | DK1 | 1523.4004 | 1772.375 | 854.4583 | 4150.2337 | 2626.8333
2023-05-25 11:00 | DK1 | 1710.7459 | 1667.2084 | 804.3333 | 4182.2875 | 2471.5417
2023-05-25 12:00 | DK1 | 1777.7483 | 1588.9166 | 677.7917 | 4044.4566 | 2266.7083
2023-05-25 13:00 | DK1 | 1771.8521 | 1578.5 | 706.125 | 4056.4771 | 2284.625
2023-05-25 14:00 | DK1 | 1705.0867 | 1527.375 | 599.5833 | 3832.045 | 2126.9583
2023-05-25 15:00 | DK1 | 1534.9604 | 1519.25 | 500.3333 | 3554.5438 | 2019.5833
2023-05-25 16:00 | DK1 | 1444.92 | 1713.7916 | 366.9583 | 3525.67 | 2080.75
2023-05-25 17:00 | DK1 | 1114.09 | 2121.9167 | 593.0833 | 3829.09 | 2715.0001
2023-05-25 18:00 | DK1 | 745.37 | 2257.9167 | 750.7083 | 3753.9951 | 3008.6251
2023-05-25 19:00 | DK1 | 375.6721 | 2326.375 | 767.75 | 3469.7971 | 3094.125
2023-05-25 20:00 | DK1 | 108.0667 | 2374.9167 | 961.3333 | 3444.3167 | 3336.2501
2023-05-25 21:00 | DK1 | 13.1042 | 2091.9167 | 1009.9167 | 3114.9376 | 3101.8334
2023-05-25 22:00 | DK1 | 0.26667 | 1924.5416 | 1010.8333 | 2935.6416 | 2935.3749
2023-05-25 23:00 | DK1 | 0.092917 | 1796.6666 | 1027.7084 | 2824.4679 | 2824.375
2023-05-26 | DK1 | 0.064167 | 1795.1666 | 1005.75 | 2800.9808 | 2800.9166
2023-05-26 01:00 | DK1 | 0.035833 | 1777.5 | 1010.5833 | 2788.1191 | 2788.0833
2023-05-26 02:00 | DK1 | 0.005417 | 1780.4166 | 1012.9167 | 2793.3387 | 2793.3333
2023-05-26 03:00 | DK1 | 0.005833 | 1592.4166 | 842.4583 | 2434.8808 | 2434.8749
2023-05-26 04:00 | DK1 | 1.4129 | 1521.2916 | 738.4167 | 2261.1212 | 2259.7083
2023-05-26 05:00 | DK1 | 32.6646 | 1389.625 | 723.875 | 2146.1646 | 2113.5
2023-05-26 06:00 | DK1 | 158.2925 | 1389.75 | 790.4167 | 2338.4592 | 2180.1667
2023-05-26 07:00 | DK1 | 314.1129 | 1290.4584 | 760 | 2364.5713 | 2050.4584
2023-05-26 08:00 | DK1 | 658.1166 | 1681.5416 | 734.5833 | 3074.2416 | 2416.1249
2023-05-26 09:00 | DK1 | 932.7296 | 1951.2084 | 765 | 3648.9379 | 2716.2084
2023-05-26 10:00 | DK1 | 1136.7196 | 1792.7916 | 697.3333 | 3626.8445 | 2490.1249
2023-05-26 11:00 | DK1 | 1286.1395 | 1783.375 | 697.6667 | 3767.1812 | 2481.0417
2023-05-26 12:00 | DK1 | 1456.8163 | 1643.875 | 641.4583 | 3742.1496 | 2285.3333
2023-05-26 13:00 | DK1 | 1580.1421 | 1469.9584 | 573.2083 | 3623.3088 | 2043.1667
2023-05-26 14:00 | DK1 | 1540.4862 | 1397.375 | 530.2083 | 3468.0695 | 1927.5833
2023-05-26 15:00 | DK1 | 1462.26 | 1306.0416 | 388 | 3156.3016 | 1694.0416
2023-05-26 16:00 | DK1 | 1238.7896 | 1434.75 | 436.4167 | 3109.9562 | 1871.1667
2023-05-26 17:00 | DK1 | 1031.0713 | 1392.6666 | 461.375 | 2885.1129 | 1854.0416
2023-05-26 18:00 | DK1 | 723.4621 | 1224.0416 | 366.875 | 2314.3787 | 1590.9166
2023-05-26 19:00 | DK1 | 378.8188 | 1033.9166 | 346.8333 | 1759.5687 | 1380.75
2023-05-26 20:00 | DK1 | 114.5296 | 917.25 | 409.8333 | 1441.6129 | 1327.0833
2023-05-26 21:00 | DK1 | 13.0442 | 675.5833 | 429.25 | 1117.8775 | 1104.8333
2023-05-26 22:00 | DK1 | 0.44333 | 548.9167 | 433.7917 | 983.1517 | 982.7083
2023-05-26 23:00 | DK1 | 0.084583 | 565.7917 | 352.8333 | 918.7096 | 918.625
2023-05-27 | DK1 | 0.78125 | 537.5 | 390.5417 | 928.8229 | 928.0417
2023-05-27 01:00 | DK1 | 0.030417 | 536.7083 | 283.7917 | 820.5304 | 820.5
2023-05-27 02:00 | DK1 | 0.005 | 486.25 | 274.375 | 760.63 | 760.625
2023-05-27 03:00 | DK1 | 0.005417 | 416.9167 | 129.9583 | 546.8804 | 546.875
2023-05-27 04:00 | DK1 | 1.7763 | 320.7083 | 77.625 | 400.1096 | 398.3333
2023-05-27 05:00 | DK1 | 40.7646 | 330.5833 | 58.6667 | 430.0146 | 389.25
2023-05-27 06:00 | DK1 | 192.8933 | 251.0417 | 46.625 | 490.56 | 297.6667
2023-05-27 07:00 | DK1 | 358.5638 | 152.4167 | 26.0417 | 537.0221 | 178.4583
2023-05-27 08:00 | DK1 | 738.7762 | 197.875 | 29.1667 | 965.8179 | 227.0417
2023-05-27 09:00 | DK1 | 1097.452 | 273.4583 | 0.5 | 1371.4104 | 273.9583
2023-05-27 10:00 | DK1 | 1399.6896 | 262.5417 | 0.45833 | 1662.6896 | 263
2023-05-27 11:00 | DK1 | 1642.9325 | 292.3333 | 7.875 | 1943.1408 | 300.2083
2023-05-27 12:00 | DK1 | 1804.3037 | 296.5 | 3.9583 | 2104.762 | 300.4583
2023-05-27 13:00 | DK1 | 1809.3921 | 215.5 | 17.4583 | 2042.3504 | 232.9583
2023-05-27 14:00 | DK1 | 1629.6321 | 272.5417 | 17.9167 | 1920.0904 | 290.4583
2023-05-27 15:00 | DK1 | 1565.9375 | 401.875 | 20.4583 | 1988.2708 | 422.3333
2023-05-27 16:00 | DK1 | 1484.4637 | 440.25 | 40.7083 | 1965.4221 | 480.9583
2023-05-27 17:00 | DK1 | 1144.8842 | 459 | 40 | 1643.8842 | 499
2023-05-27 18:00 | DK1 | 769.6304 | 526.2083 | 67.5833 | 1363.4221 | 593.7916
2023-05-27 19:00 | DK1 | 382.3675 | 447.0417 | 102.8333 | 932.2425 | 549.875
2023-05-27 20:00 | DK1 | 107.8446 | 451.0417 | 126.3333 | 685.2196 | 577.375
2023-05-27 21:00 | DK1 | 11.255 | 440.4583 | 113.7917 | 565.505 | 554.25
2023-05-27 22:00 | DK1 | 0.17125 | 487.375 | 85.875 | 573.4212 | 573.25
2023-05-27 23:00 | DK1 | 0.07625 | 641.625 | 80.625 | 722.3262 | 722.25
2023-05-28 | DK1 | 0.0525 | 720.1667 | 132.25 | 852.4692 | 852.4167
2023-05-28 01:00 | DK1 | 0.029583 | 691.6667 | 182.9583 | 874.6546 | 874.625
2023-05-28 02:00 | DK1 | 0.005 | 615.875 | 198.625 | 814.505 | 814.5
2023-05-28 03:00 | DK1 | 0.005 | 386.0417 | 218.4583 | 604.505 | 604.5
2023-05-28 04:00 | DK1 | 1.5058 | 296.2917 | 246.5833 | 544.3808 | 542.875
2023-05-28 05:00 | DK1 | 34.3267 | 385.0417 | 252.7917 | 672.16 | 637.8333
2023-05-28 06:00 | DK1 | 158.5417 | 496.5417 | 279.1667 | 934.25 | 775.7083
2023-05-28 07:00 | DK1 | 335.5779 | 499 | 238.7917 | 1073.3696 | 737.7917
2023-05-28 08:00 | DK1 | 669.5392 | 746.5417 | 250.3333 | 1666.4142 | 996.875
2023-05-28 09:00 | DK1 | 965.8346 | 967.4167 | 327.0417 | 2260.2929 | 1294.4583
2023-05-28 10:00 | DK1 | 1404.9679 | 870.5833 | 64.5 | 2340.0512 | 935.0833
2023-05-28 11:00 | DK1 | 1501.163 | 809.75 | 82.125 | 2393.038 | 891.875
2023-05-28 12:00 | DK1 | 1152.1425 | 946.0833 | 63.2917 | 2161.5174 | 1009.375
2023-05-28 13:00 | DK1 | 1175.9159 | 940.375 | 81.125 | 2197.4159 | 1021.5
2023-05-28 14:00 | DK1 | 1106.1821 | 992.7917 | 42.7083 | 2141.6821 | 1035.5
2023-05-28 15:00 | DK1 | 1054.6696 | 1057.0834 | 59.2083 | 2170.9613 | 1116.2917
2023-05-28 16:00 | DK1 | 1053.8275 | 1320.1666 | 54.5833 | 2428.5775 | 1374.75
2023-05-28 17:00 | DK1 | 865.2958 | 1591.5416 | 117.7083 | 2574.5458 | 1709.25
2023-05-28 18:00 | DK1 | 765.4979 | 1310 | 587.5 | 2662.9979 | 1897.5
2023-05-28 19:00 | DK1 | 386.4621 | 1570.5416 | 567.2917 | 2524.2954 | 2137.8333
2023-05-28 20:00 | DK1 | 106.205 | 1673.3334 | 626.0833 | 2405.6217 | 2299.4167
2023-05-28 21:00 | DK1 | 10.8429 | 1065.5416 | 767.375 | 1843.7595 | 1832.9166
2023-05-28 22:00 | DK1 | 0.16708 | 989 | 833.625 | 1822.7921 | 1822.625
2023-05-28 23:00 | DK1 | 0.085417 | 850.8333 | 785.5833 | 1636.502 | 1636.4166
2023-05-29 | DK1 | 0.057917 | 848.4167 | 836.125 | 1684.5996 | 1684.5417
2023-05-29 01:00 | DK1 | 0.031667 | 647 | 808.375 | 1455.4067 | 1455.375
2023-05-29 02:00 | DK1 | 0.005 | 636.9167 | 748.7083 | 1385.63 | 1385.625
2023-05-29 03:00 | DK1 | 0.005 | 551.6667 | 629.0833 | 1180.755 | 1180.75
2023-05-29 04:00 | DK1 | 1.8808 | 535.5833 | 598.625 | 1136.0891 | 1134.2083
2023-05-29 05:00 | DK1 | 39.9575 | 484.5417 | 548.125 | 1072.6242 | 1032.6667
2023-05-29 06:00 | DK1 | 170.0258 | 327.7083 | 469.875 | 967.6092 | 797.5833
2023-05-29 07:00 | DK1 | 444.9367 | 267.7917 | 553.625 | 1266.3533 | 821.4167
2023-05-29 08:00 | DK1 | 810.2596 | 319.5 | 613.3333 | 1743.0929 | 932.8333
2023-05-29 09:00 | DK1 | 1264.4779 | 356.4583 | 572.3333 | 2193.2696 | 928.7917
2023-05-29 10:00 | DK1 | 1626.8567 | 480.9167 | 414.25 | 2522.0233 | 895.1667
2023-05-29 11:00 | DK1 | 1719.8942 | 604.9583 | 159.8333 | 2484.6858 | 764.7916
2023-05-29 12:00 | DK1 | 1450.8134 | 625.75 | 106.375 | 2182.9384 | 732.125
2023-05-29 13:00 | DK1 | 1443.9346 | 789.7083 | 97.1667 | 2330.8095 | 886.875
2023-05-29 14:00 | DK1 | 1384.793 | 741.4583 | 99.1667 | 2225.4179 | 840.625
2023-05-29 15:00 | DK1 | 1256.0088 | 851.6667 | 125.9583 | 2233.6338 | 977.625
2023-05-29 16:00 | DK1 | 1083.0787 | 1072.9584 | 114.3333 | 2270.3704 | 1187.2917
2023-05-29 17:00 | DK1 | 755.8038 | 1262.875 | 121.0833 | 2139.7621 | 1383.9583
2023-05-29 18:00 | DK1 | 519.27 | 1534.5416 | 277.625 | 2331.4366 | 1812.1666
2023-05-29 19:00 | DK1 | 369.8183 | 1583.3334 | 795.5417 | 2748.6934 | 2378.8751
2023-05-29 20:00 | DK1 | 132.4808 | 1907.125 | 817 | 2856.6058 | 2724.125
2023-05-29 21:00 | DK1 | 24.9158 | 1666.875 | 922.0833 | 2613.8741 | 2588.9583
2023-05-29 22:00 | DK1 | 1.5804 | 1806 | 871.1667 | 2678.7471 | 2677.1667
2023-05-29 23:00 | DK1 | 0.14042 | 1534.2916 | 899.7917 | 2434.2237 | 2434.0833
2023-05-30 | DK1 | 0.05625 | 1570.9166 | 907.7083 | 2478.6812 | 2478.6249
2023-05-30 01:00 | DK1 | 0.031667 | 1292.5 | 809.0833 | 2101.615 | 2101.5833
2023-05-30 02:00 | DK1 | 0.004167 | 1073.6666 | 760.9167 | 1834.5875 | 1834.5833
2023-05-30 03:00 | DK1 | 0.004583 | 779.5417 | 623 | 1402.5463 | 1402.5417
2023-05-30 04:00 | DK1 | 1.7271 | 433.3333 | 554.5833 | 989.6437 | 987.9167
2023-05-30 05:00 | DK1 | 37.1379 | 325 | 367.5833 | 729.7213 | 692.5833
2023-05-30 06:00 | DK1 | 158.9583 | 191.375 | 339.2917 | 689.625 | 530.6667
2023-05-30 07:00 | DK1 | 324.5204 | 119.9167 | 297.5 | 741.9371 | 417.4167
2023-05-30 08:00 | DK1 | 654.7408 | 66 | 218.5 | 939.2408 | 284.5
2023-05-30 09:00 | DK1 | 964.8066 | 68.875 | 115.7083 | 1149.39 | 184.5833
2023-05-30 10:00 | DK1 | 1371.8712 | 46 | 68.6667 | 1486.5379 | 114.6667
2023-05-30 11:00 | DK1 | 1638.3617 | 58.5 | 62.9583 | 1759.82 | 121.4583
2023-05-30 12:00 | DK1 | 1709.2426 | 86.6667 | 53.7083 | 1849.6175 | 140.375
2023-05-30 13:00 | DK1 | 1679.8096 | 117.0833 | 35.9167 | 1832.8096 | 153
2023-05-30 14:00 | DK1 | 1703.8217 | 117.625 | 76.875 | 1898.3217 | 194.5
2023-05-30 15:00 | DK1 | 1594.9337 | 162.7917 | 152.5 | 1910.2254 | 315.2917
2023-05-30 16:00 | DK1 | 1426.1112 | 196.5833 | 261.5417 | 1884.2362 | 458.125
2023-05-30 17:00 | DK1 | 786.6742 | 199 | 318.4167 | 1304.0909 | 517.4167
2023-05-30 18:00 | DK1 | 582.3267 | 280.8333 | 340.3333 | 1203.4933 | 621.1667
2023-05-30 19:00 | DK1 | 323.1742 | 300.5833 | 348.875 | 972.6325 | 649.4583
2023-05-30 20:00 | DK1 | 80.1696 | 322.7917 | 326.2917 | 729.2529 | 649.0833
2023-05-30 21:00 | DK1 | 6.125 | 301.2083 | 290.9167 | 598.25 | 592.125
2023-05-30 22:00 | DK1 | 0.89583 | 311.5417 | 256.1667 | 568.6041 | 567.7083
2023-05-30 23:00 | DK1 | 0.0725 | 422.5417 | 232.75 | 655.3642 | 655.2917
2023-05-31 | DK1 | 0.057083 | 519.2917 | 217.6667 | 737.0154 | 736.9584
2023-05-31 01:00 | DK1 | 0.03125 | 690.2083 | 202.75 | 892.9896 | 892.9583
2023-05-31 02:00 | DK1 | 0.004583 | 850.5417 | 240.9583 | 1091.5046 | 1091.5
2023-05-31 03:00 | DK1 | 0.004583 | 1024.4584 | 334.625 | 1359.088 | 1359.0834
2023-05-31 04:00 | DK1 | 2.2454 | 1208.875 | 436.2083 | 1647.3288 | 1645.0833
2023-05-31 05:00 | DK1 | 46.3604 | 1414 | 496.75 | 1957.1104 | 1910.75
2023-05-31 06:00 | DK1 | 184.9908 | 1458.0416 | 577.9167 | 2220.9491 | 2035.9583
2023-05-31 07:00 | DK1 | 306.6512 | 1445.0416 | 675.375 | 2427.0679 | 2120.4166
2023-05-31 08:00 | DK1 | 634.4042 | 1543.9166 | 696.0417 | 2874.3625 | 2239.9583
2023-05-31 09:00 | DK1 | 1035.4926 | 1894.25 | 704.375 | 3634.1176 | 2598.625
2023-05-31 10:00 | DK1 | 1360.0962 | 1905.3334 | 790.0417 | 4055.4713 | 2695.3751
2023-05-31 11:00 | DK1 | 1532.2175 | 1784.7084 | 757.8333 | 4074.7592 | 2542.5417
2023-05-31 12:00 | DK1 | 1614.1008 | 1712.375 | 639 | 3965.4758 | 2351.375
2023-05-31 13:00 | DK1 | 1623.2329 | 1820.25 | 624.9167 | 4068.3996 | 2445.1667
2023-05-31 14:00 | DK1 | 1179.2267 | 1667.6666 | 538.375 | 3385.2683 | 2206.0416
2023-05-31 15:00 | DK1 | 867.3604 | 1754.0416 | 588.125 | 3209.527 | 2342.1666
2023-05-31 16:00 | DK1 | 1318.2308 | 2033.7084 | 625.9583 | 3977.8975 | 2659.6667
2023-05-31 17:00 | DK1 | 1148.8909 | 2468.4167 | 904.7917 | 4522.0993 | 3373.2084
2023-05-31 18:00 | DK1 | 785.51 | 2526.875 | 813.8333 | 4126.2183 | 3340.7083
2023-05-31 19:00 | DK1 | 407.6779 | 2375.75 | 879 | 3662.4279 | 3254.75
2023-05-31 20:00 | DK1 | 123.7629 | 2632.5 | 997.75 | 3754.0129 | 3630.25
2023-05-31 21:00 | DK1 | 19.7138 | 2349.6667 | 1058.2916 | 3427.6721 | 3407.9584
2023-05-31 22:00 | DK1 | 0.61417 | 2185.5833 | 1001.6667 | 3187.8641 | 3187.2499
2023-05-31 23:00 | DK1 | 0.074167 | 2012.8334 | 1060.9166 | 3073.8242 | 3073.75
2023-06-01 | DK1 | 0.050417 | 1881.9584 | 1081.6666 | 2963.6754 | 2963.625
2023-06-01 01:00 | DK1 | 0.03125 | 1857.3334 | 990.1667 | 2847.5313 | 2847.5001
2023-06-01 02:00 | DK1 | 0.004583 | 1848.375 | 980.3333 | 2828.7129 | 2828.7083
2023-06-01 03:00 | DK1 | 0.004583 | 1624.375 | 949.5 | 2573.8796 | 2573.875
2023-06-01 04:00 | DK1 | 2.0071 | 1533.2084 | 946.875 | 2482.0905 | 2480.0834
2023-06-01 05:00 | DK1 | 41.8354 | 1031.3334 | 963.5833 | 2036.7521 | 1994.9167
2023-06-01 06:00 | DK1 | 172.5446 | 912.0833 | 827.7083 | 1912.3362 | 1739.7916
2023-06-01 07:00 | DK1 | 353.0546 | 1012.5417 | 858.6667 | 2224.263 | 1871.2084
2023-06-01 08:00 | DK1 | 671.5588 | 1106.25 | 784.0417 | 2561.8505 | 1890.2917
2023-06-01 09:00 | DK1 | 1016.0054 | 943.8333 | 763.125 | 2722.9637 | 1706.9583
2023-06-01 10:00 | DK1 | 1361.4042 | 953.0833 | 735.125 | 3049.6125 | 1688.2083
2023-06-01 11:00 | DK1 | 1622.2825 | 956.6667 | 661.5 | 3240.4492 | 1618.1667
2023-06-01 12:00 | DK1 | 1764.5079 | 735.1667 | 716.625 | 3216.2996 | 1451.7917
2023-06-01 13:00 | DK1 | 1728.6167 | 964.7917 | 840.5 | 3533.9084 | 1805.2917
2023-06-01 14:00 | DK1 | 1693.155 | 924 | 853.0417 | 3470.1967 | 1777.0417
2023-06-01 15:00 | DK1 | 1552.3983 | 1073.4166 | 976.8333 | 3602.6483 | 2050.2499
2023-06-01 16:00 | DK1 | 1332.7987 | 1075.3334 | 986.875 | 3395.0071 | 2062.2084
2023-06-01 17:00 | DK1 | 973.2354 | 770.5833 | 1026.6666 | 2770.4854 | 1797.2499
2023-06-01 18:00 | DK1 | 762.2192 | 849.25 | 724.4583 | 2335.9275 | 1573.7083
2023-06-01 19:00 | DK1 | 407.3696 | 917.1667 | 777.5833 | 2102.1196 | 1694.75
2023-06-01 20:00 | DK1 | 128.6842 | 678.8333 | 805.2083 | 1612.7258 | 1484.0416
2023-06-01 21:00 | DK1 | 20.6708 | 516.375 | 666.375 | 1203.4208 | 1182.75
2023-06-01 22:00 | DK1 | 0.7575 | 607.125 | 604.7917 | 1212.6742 | 1211.9167
2023-06-01 23:00 | DK1 | 0.080833 | 492.125 | 650.125 | 1142.3308 | 1142.25
2023-06-02 | DK1 | 0.062083 | 621.125 | 581.625 | 1202.8121 | 1202.75
2023-06-02 01:00 | DK1 | 0.035417 | 719.8333 | 519.7917 | 1239.6604 | 1239.625
2023-06-02 02:00 | DK1 | 0.004583 | 643.1667 | 423.4167 | 1066.5879 | 1066.5833
2023-06-02 03:00 | DK1 | 0.004583 | 611.5 | 336.5417 | 948.0462 | 948.0417
2023-06-02 04:00 | DK1 | 1.965 | 588.4583 | 192.5417 | 782.965 | 781
2023-06-02 05:00 | DK1 | 42.6908 | 515.4583 | 232.25 | 790.3991 | 747.7083
2023-06-02 06:00 | DK1 | 186.635 | 481.4583 | 323.625 | 991.7183 | 805.0833
2023-06-02 07:00 | DK1 | 367.08 | 392.875 | 309 | 1068.955 | 701.875
2023-06-02 08:00 | DK1 | 791.5787 | 251.625 | 259.7917 | 1302.9954 | 511.4167
2023-06-02 09:00 | DK1 | 1253.4279 | 347.7917 | 223.5 | 1824.7195 | 571.2917
2023-06-02 10:00 | DK1 | 1590.8688 | 278.0833 | 168.375 | 2037.3271 | 446.4583
2023-06-02 11:00 | DK1 | 1752.8729 | 239.625 | 97.3333 | 2089.8313 | 336.9583
2023-06-02 12:00 | DK1 | 1769.0354 | 202.2083 | 92.5833 | 2063.8271 | 294.7917
2023-06-02 13:00 | DK1 | 1729.5658 | 198.7083 | 92.0833 | 2020.3575 | 290.7917
2023-06-02 14:00 | DK1 | 1606.8413 | 207.5417 | 90.875 | 1905.258 | 298.4167
2023-06-02 15:00 | DK1 | 1454.5917 | 227.5417 | 118.625 | 1800.7583 | 346.1667
2023-06-02 16:00 | DK1 | 1261.5363 | 271.9583 | 125.1667 | 1658.6613 | 397.125
2023-06-02 17:00 | DK1 | 1069.6521 | 227.5417 | 125.0417 | 1422.2354 | 352.5833
2023-06-02 18:00 | DK1 | 727.2158 | 240.7917 | 150.4167 | 1118.4242 | 391.2083
2023-06-02 19:00 | DK1 | 413.5771 | 255.0833 | 153.7917 | 822.4521 | 408.875
2023-06-02 20:00 | DK1 | 146.3492 | 166.7083 | 122.6667 | 435.7242 | 289.375
2023-06-02 21:00 | DK1 | 25.1462 | 113.0833 | 88.2917 | 226.5213 | 201.375
2023-06-02 22:00 | DK1 | 0.87667 | 104.25 | 95.625 | 200.7517 | 199.875
2023-06-02 23:00 | DK1 | 1.1875 | 93.6667 | 82.375 | 177.2292 | 176.0417
2023-06-03 | DK1 | 0.89875 | 76.7083 | 21.0833 | 98.6904 | 97.7917
2023-06-03 01:00 | DK1 | 0.04 | 89.2083 | 5.2083 | 94.4567 | 94.4167
2023-06-03 02:00 | DK1 | 0.005833 | 102.6667 | 2.625 | 105.2975 | 105.2917
2023-06-03 03:00 | DK1 | 0.005833 | 176.3333 | 3.4167 | 179.7558 | 179.75
2023-06-03 04:00 | DK1 | 2.1029 | 222.8333 | 5.3333 | 230.2696 | 228.1667
2023-06-03 05:00 | DK1 | 43.7438 | 265.625 | 41.75 | 351.1188 | 307.375
2023-06-03 06:00 | DK1 | 181.5042 | 259.1667 | 77.1667 | 517.8375 | 336.3333
2023-06-03 07:00 | DK1 | 432.9225 | 269 | 106.5417 | 808.4641 | 375.5417
2023-06-03 08:00 | DK1 | 781.2267 | 264 | 93.3333 | 1138.56 | 357.3333
2023-06-03 09:00 | DK1 | 1189.8696 | 399.5417 | 120.25 | 1709.6613 | 519.7917
2023-06-03 10:00 | DK1 | 1532.4954 | 535.5 | 90.7083 | 2158.7037 | 626.2083
2023-06-03 11:00 | DK1 | 1691.1779 | 628.5417 | 127.3333 | 2447.0529 | 755.875
2023-06-03 12:00 | DK1 | 1741.6079 | 666.125 | 147.75 | 2555.4829 | 813.875
2023-06-03 13:00 | DK1 | 1736.2963 | 505.9583 | 68.2917 | 2310.5463 | 574.25
2023-06-03 14:00 | DK1 | 1072.62 | 538.9583 | 41.2917 | 1652.87 | 580.25
2023-06-03 15:00 | DK1 | 1087.6613 | 646.9167 | 62.1667 | 1796.7446 | 709.0834
2023-06-03 16:00 | DK1 | 1397.8667 | 737.0833 | 256.625 | 2391.575 | 993.7083
2023-06-03 17:00 | DK1 | 1170.6138 | 799.2917 | 376 | 2345.9055 | 1175.2917
2023-06-03 18:00 | DK1 | 825.7808 | 752.9583 | 383.0833 | 1961.8225 | 1136.0417
2023-06-03 19:00 | DK1 | 432.7267 | 714.9583 | 326 | 1473.685 | 1040.9583
2023-06-03 20:00 | DK1 | 137.555 | 704.125 | 236.125 | 1077.805 | 940.25
2023-06-03 21:00 | DK1 | 22.5521 | 668.6667 | 154.9167 | 846.1354 | 823.5834
2023-06-03 22:00 | DK1 | 0.665 | 621.5833 | 238.8333 | 861.0816 | 860.4166
2023-06-03 23:00 | DK1 | 0.24958 | 639.2917 | 241 | 880.5413 | 880.2917
2023-06-04 | DK1 | 0.071667 | 679.9583 | 345.1667 | 1025.1966 | 1025.125
2023-06-04 01:00 | DK1 | 0.03875 | 665.7083 | 259.375 | 925.1221 | 925.0833
2023-06-04 02:00 | DK1 | 0.005833 | 617.375 | 269.125 | 886.5058 | 886.5
2023-06-04 03:00 | DK1 | 0.007083 | 555.0417 | 222.25 | 777.2988 | 777.2917
2023-06-04 04:00 | DK1 | 2.1433 | 524.7083 | 237.5417 | 764.3933 | 762.25
2023-06-04 05:00 | DK1 | 42.3138 | 417.4583 | 232.9583 | 692.7304 | 650.4167
2023-06-04 06:00 | DK1 | 161.2454 | 374.5833 | 227.0833 | 762.9121 | 601.6667
2023-06-04 07:00 | DK1 | 245.5096 | 303.8333 | 212 | 761.3429 | 515.8333
2023-06-04 08:00 | DK1 | 467.4071 | 269.875 | 199.375 | 936.6571 | 469.25
2023-06-04 09:00 | DK1 | 623.6675 | 249.2083 | 157.9583 | 1030.8341 | 407.1667
2023-06-04 10:00 | DK1 | 771.3483 | 182.9583 | 108.0417 | 1062.3483 | 291
2023-06-04 11:00 | DK1 | 884.6896 | 145.9583 | 86.4167 | 1117.0646 | 232.375
2023-06-04 12:00 | DK1 | 1080.0175 | 106.8333 | 64.0417 | 1250.8925 | 170.875
2023-06-04 13:00 | DK1 | 940.9446 | 72.125 | 27.3333 | 1040.4029 | 99.4583
2023-06-04 14:00 | DK1 | 915.6021 | 76.625 | 17.625 | 1009.8521 | 94.25
2023-06-04 15:00 | DK1 | 884.0554 | 103.125 | 5.9583 | 993.1388 | 109.0833
2023-06-04 16:00 | DK1 | 896.3721 | 130.375 | 12.1667 | 1038.9137 | 142.5417
2023-06-04 17:00 | DK1 | 1028.1271 | 110.8333 | 27.4583 | 1166.4187 | 138.2917
2023-06-04 18:00 | DK1 | 706.1775 | 116.2917 | 23.0417 | 845.5108 | 139.3333
2023-06-04 19:00 | DK1 | 381.4654 | 133 | 23.5417 | 538.0071 | 156.5417
2023-06-04 20:00 | DK1 | 131.7308 | 127.375 | 18.125 | 277.2308 | 145.5
2023-06-04 21:00 | DK1 | 23.2596 | 122.4583 | 6.3333 | 152.0513 | 128.7917
2023-06-04 22:00 | DK1 | 2.2267 | 81.5 | 1.9167 | 85.6433 | 83.4167
2023-06-04 23:00 | DK1 | 1.3571 | 84.5 | 1.9583 | 87.8154 | 86.4583
2023-06-05 | DK1 | 0.055833 | 89.4583 | 0 | 89.5142 | 89.4583
2023-06-05 01:00 | DK1 | 0.52292 | 98.125 | 0 | 98.6479 | 98.125
2023-06-05 02:00 | DK1 | 0.006667 | 68.4583 | 0 | 68.465 | 68.4583
2023-06-05 03:00 | DK1 | 0.008333 | 61.5417 | 0 | 61.55 | 61.5417
2023-06-05 04:00 | DK1 | 2.3817 | 50.375 | 0 | 52.7567 | 50.375
2023-06-05 05:00 | DK1 | 46.4104 | 48.2917 | 14.625 | 109.3271 | 62.9167
2023-06-05 06:00 | DK1 | 178.6604 | 44.0833 | 29.875 | 252.6187 | 73.9583
2023-06-05 07:00 | DK1 | 264.5517 | 41.0417 | 10.1667 | 315.76 | 51.2083
2023-06-05 08:00 | DK1 | 409.7579 | 55.6667 | 7.625 | 473.0496 | 63.2917
2023-06-05 09:00 | DK1 | 689.2292 | 72.0833 | 4.125 | 765.4375 | 76.2083
2023-06-05 10:00 | DK1 | 1143.9087 | 94.75 | 0.41667 | 1239.0754 | 95.1667
2023-06-05 11:00 | DK1 | 1550.9625 | 122.375 | 0.5 | 1673.8375 | 122.875
2023-06-05 12:00 | DK1 | 1688.22 | 144.4167 | 0.41667 | 1833.0533 | 144.8333
2023-06-05 13:00 | DK1 | 1711.7712 | 195.7917 | 3.4583 | 1911.0212 | 199.25
2023-06-05 14:00 | DK1 | 1598.3696 | 262.125 | 4.0833 | 1864.578 | 266.2083
2023-06-05 15:00 | DK1 | 1499.913 | 348.9167 | 23.6667 | 1872.4963 | 372.5833
2023-06-05 16:00 | DK1 | 1331.9684 | 374.0833 | 34.6667 | 1740.7184 | 408.75
2023-06-05 17:00 | DK1 | 1097.0054 | 359.875 | 63.75 | 1520.6304 | 423.625
2023-06-05 18:00 | DK1 | 797.9487 | 359.875 | 80.75 | 1238.5737 | 440.625
2023-06-05 19:00 | DK1 | 437.3087 | 371.5 | 103.75 | 912.5587 | 475.25
2023-06-05 20:00 | DK1 | 144.2921 | 371 | 211.7083 | 727.0004 | 582.7083
2023-06-05 21:00 | DK1 | 25.3263 | 318.3333 | 208.3333 | 551.9929 | 526.6667
2023-06-05 22:00 | DK1 | 1.2358 | 364.375 | 190 | 555.6108 | 554.375
2023-06-05 23:00 | DK1 | 0.072083 | 407.0417 | 225.2083 | 632.3221 | 632.25
2023-06-06 | DK1 | 0.049167 | 479.9583 | 212.4167 | 692.4242 | 692.375
2023-06-06 01:00 | DK1 | 0.030833 | 538.5 | 231.1667 | 769.6975 | 769.6667
2023-06-06 02:00 | DK1 | 0.005417 | 566.1667 | 253.4583 | 819.6304 | 819.625
2023-06-06 03:00 | DK1 | 0.010417 | 581 | 219.4167 | 800.4271 | 800.4167
2023-06-06 04:00 | DK1 | 2.6187 | 617.75 | 260.9167 | 881.2854 | 878.6667
2023-06-06 05:00 | DK1 | 50.4879 | 618.9167 | 251.75 | 921.1546 | 870.6667
2023-06-06 06:00 | DK1 | 191.2542 | 614.5833 | 250.7917 | 1056.6292 | 865.375
2023-06-06 07:00 | DK1 | 323.2096 | 569.5833 | 244.1667 | 1136.9596 | 813.75
2023-06-06 08:00 | DK1 | 508.0725 | 541.4583 | 214.9583 | 1264.4892 | 756.4166
2023-06-06 09:00 | DK1 | 916.8312 | 600.8333 | 184.5417 | 1702.2062 | 785.375
2023-06-06 10:00 | DK1 | 1528.1954 | 510.125 | 202.4583 | 2240.7788 | 712.5833
2023-06-06 11:00 | DK1 | 1725.4292 | 542.125 | 225.875 | 2493.4292 | 768
2023-06-06 12:00 | DK1 | 1773.6162 | 559.5833 | 230.75 | 2563.9495 | 790.3333
2023-06-06 13:00 | DK1 | 1790.2279 | 473.5833 | 211.25 | 2475.0612 | 684.8333
2023-06-06 14:00 | DK1 | 1736.408 | 487.7083 | 159.625 | 2383.7413 | 647.3333
2023-06-06 15:00 | DK1 | 1637.7617 | 491.9167 | 248.6667 | 2378.345 | 740.5833
2023-06-06 16:00 | DK1 | 1479.1971 | 495.5833 | 247.9167 | 2222.6972 | 743.5
2023-06-06 17:00 | DK1 | 1186.3917 | 505.0833 | 270.7083 | 1962.1834 | 775.7917
2023-06-06 18:00 | DK1 | 840.2625 | 415.7917 | 272.9167 | 1528.9708 | 688.7083
2023-06-06 19:00 | DK1 | 447.0817 | 301.1667 | 294.5833 | 1042.8317 | 595.75
2023-06-06 20:00 | DK1 | 146.2508 | 215.1667 | 329.0833 | 690.5009 | 544.25
2023-06-06 21:00 | DK1 | 24.5688 | 172.125 | 274.4167 | 471.1104 | 446.5417
2023-06-06 22:00 | DK1 | 1.0117 | 177.9167 | 310.9167 | 489.845 | 488.8333
2023-06-06 23:00 | DK1 | 0.07375 | 155.625 | 306.3333 | 462.0321 | 461.9583
2023-06-07 | DK1 | 0.05625 | 157.6667 | 330.7083 | 488.4313 | 488.375
2023-06-07 01:00 | DK1 | 0.029583 | 93.0833 | 352.625 | 445.7379 | 445.7083
2023-06-07 02:00 | DK1 | 0.005833 | 68.875 | 305.125 | 374.0058 | 374
2023-06-07 03:00 | DK1 | 0.01 | 48.6667 | 318.5833 | 367.26 | 367.25
2023-06-07 04:00 | DK1 | 2.2308 | 37.375 | 289.9167 | 329.5225 | 327.2917
2023-06-07 05:00 | DK1 | 40.9675 | 27.4583 | 244.0417 | 312.4675 | 271.5
2023-06-07 06:00 | DK1 | 146.8142 | 19.0833 | 240.9167 | 406.8142 | 260
2023-06-07 07:00 | DK1 | 182.8813 | 16.25 | 226.1667 | 425.2979 | 242.4167
2023-06-07 08:00 | DK1 | 323.4987 | 17.4583 | 195.5833 | 536.5404 | 213.0417
2023-06-07 09:00 | DK1 | 534.4971 | 20.2083 | 160.2083 | 714.9137 | 180.4167
2023-06-07 10:00 | DK1 | 814.1916 | 33.9167 | 132.875 | 980.9833 | 166.7917
2023-06-07 11:00 | DK1 | 1251.9283 | 47.3333 | 125.6667 | 1424.9283 | 173
2023-06-07 12:00 | DK1 | 1352.2679 | 74.7917 | 116.7917 | 1543.8513 | 191.5833
2023-06-07 13:00 | DK1 | 1611.1742 | 67.75 | 106.0417 | 1784.9659 | 173.7917
2023-06-07 14:00 | DK1 | 1694.8875 | 88.5417 | 118.125 | 1901.5541 | 206.6667
2023-06-07 15:00 | DK1 | 1618.6504 | 133.5833 | 166.8333 | 1919.067 | 300.4167
2023-06-07 16:00 | DK1 | 1448.6121 | 161.7083 | 177.25 | 1787.5704 | 338.9583
2023-06-07 17:00 | DK1 | 1135.8025 | 157.0833 | 169 | 1461.8858 | 326.0833
2023-06-07 18:00 | DK1 | 796.6625 | 160.7917 | 168.625 | 1126.0791 | 329.4167
2023-06-07 19:00 | DK1 | 417.9717 | 144.75 | 222.5833 | 785.305 | 367.3333
2023-06-07 20:00 | DK1 | 135.9758 | 148.375 | 243.7917 | 528.1425 | 392.1667
2023-06-07 21:00 | DK1 | 22.1417 | 121.0833 | 232.0833 | 375.3083 | 353.1667
2023-06-07 22:00 | DK1 | 0.64 | 106.375 | 167.125 | 274.14 | 273.5
2023-06-07 23:00 | DK1 | 0.07375 | 90.7917 | 203.4583 | 294.3237 | 294.25
2023-06-08 | DK1 | 0.05625 | 112.1667 | 197.125 | 309.3479 | 309.2917
2023-06-08 01:00 | DK1 | 0.030417 | 132.2083 | 181.4583 | 313.6971 | 313.6667
2023-06-08 02:00 | DK1 | 0.00625 | 180.6667 | 201.2083 | 381.8813 | 381.875
2023-06-08 03:00 | DK1 | 0.17125 | 243.7083 | 243.6667 | 487.5462 | 487.375
2023-06-08 04:00 | DK1 | 2.7371 | 312.6667 | 273.4167 | 588.8204 | 586.0833
2023-06-08 05:00 | DK1 | 51.3792 | 307.375 | 270.375 | 629.1292 | 577.75
2023-06-08 06:00 | DK1 | 193.7108 | 304.4583 | 263.2083 | 761.3775 | 567.6667
2023-06-08 07:00 | DK1 | 349.2508 | 249.2083 | 265.625 | 864.0842 | 514.8333
2023-06-08 08:00 | DK1 | 627.5054 | 225.625 | 226.0833 | 1079.2138 | 451.7083
2023-06-08 09:00 | DK1 | 1184.99 | 243.875 | 225.2083 | 1654.0733 | 469.0833
2023-06-08 10:00 | DK1 | 1517.7816 | 248 | 214.1667 | 1979.9483 | 462.1667
2023-06-08 11:00 | DK1 | 1712.9004 | 335.75 | 220.5 | 2269.1504 | 556.25
2023-06-08 12:00 | DK1 | 1806.778 | 353.1667 | 258.375 | 2418.3196 | 611.5417
2023-06-08 13:00 | DK1 | 1784.3488 | 374.9167 | 281.4167 | 2440.6821 | 656.3333
2023-06-08 14:00 | DK1 | 1737.6274 | 437.125 | 300.2083 | 2474.9608 | 737.3333
2023-06-08 15:00 | DK1 | 1647.9301 | 505.5 | 286.2083 | 2439.6384 | 791.7083
2023-06-08 16:00 | DK1 | 1447.2284 | 534.7917 | 243.125 | 2225.1451 | 777.9167
2023-06-08 17:00 | DK1 | 1131.9354 | 460.75 | 292.8333 | 1885.5188 | 753.5833
2023-06-08 18:00 | DK1 | 767.1679 | 361.875 | 246.375 | 1375.4179 | 608.25
2023-06-08 19:00 | DK1 | 390.5996 | 288.7917 | 255.2083 | 934.5996 | 544
2023-06-08 20:00 | DK1 | 127.18 | 183.3333 | 203.5833 | 514.0967 | 386.9167
2023-06-08 21:00 | DK1 | 18.2875 | 106.625 | 160.4167 | 285.3292 | 267.0417
2023-06-08 22:00 | DK1 | 0.3925 | 109.0833 | 118.2917 | 227.7675 | 227.375
2023-06-08 23:00 | DK1 | 0.07375 | 101.9167 | 135.3333 | 237.3237 | 237.25
2023-06-09 | DK1 | 0.05625 | 95.8333 | 98.2083 | 194.0979 | 194.0417
2023-06-09 01:00 | DK1 | 0.03375 | 52 | 45.3333 | 97.3671 | 97.3333
2023-06-09 02:00 | DK1 | 0.00625 | 43.75 | 38 | 81.7562 | 81.75
2023-06-09 03:00 | DK1 | 0.0125 | 38.75 | 55.0417 | 93.8042 | 93.7917
2023-06-09 04:00 | DK1 | 2.3392 | 40.125 | 73.75 | 116.2142 | 113.875
2023-06-09 05:00 | DK1 | 42.0546 | 59.3333 | 108.3333 | 209.7213 | 167.6667
2023-06-09 06:00 | DK1 | 149.9021 | 95.3333 | 311.5 | 556.7354 | 406.8333
2023-06-09 07:00 | DK1 | 274.6767 | 158.7917 | 353.1667 | 786.635 | 511.9583
2023-06-09 08:00 | DK1 | 486.3563 | 158.125 | 299.4583 | 943.9396 | 457.5833
2023-06-09 09:00 | DK1 | 803.9788 | 202.125 | 219.2083 | 1225.3121 | 421.3333
2023-06-09 10:00 | DK1 | 1253.8954 | 244.25 | 164.5 | 1662.6454 | 408.75
2023-06-09 11:00 | DK1 | 1439.2541 | 312.8333 | 121.625 | 1873.7125 | 434.4583
2023-06-09 12:00 | DK1 | 1630.2471 | 377.625 | 73.625 | 2081.4971 | 451.25
2023-06-09 13:00 | DK1 | 1682.1801 | 440.9167 | 32.875 | 2155.9717 | 473.7917
2023-06-09 14:00 | DK1 | 1647.8596 | 486.25 | 19.0833 | 2153.193 | 505.3333
2023-06-09 15:00 | DK1 | 1538.4758 | 584.2917 | 22.6667 | 2145.4342 | 606.9584
2023-06-09 16:00 | DK1 | 1429.76 | 537.25 | 13.3333 | 1980.3433 | 550.5833
2023-06-09 17:00 | DK1 | 1166.35 | 523.5 | 15.4167 | 1705.2666 | 538.9167
2023-06-09 18:00 | DK1 | 826.6838 | 577.625 | 11.8333 | 1416.1421 | 589.4583
2023-06-09 19:00 | DK1 | 451.4254 | 651.6667 | 24.2083 | 1127.3004 | 675.875
2023-06-09 20:00 | DK1 | 149.7625 | 652 | 35.625 | 837.3875 | 687.625
2023-06-09 21:00 | DK1 | 28.3896 | 638.6667 | 90.5417 | 757.5979 | 729.2084
2023-06-09 22:00 | DK1 | 2.1254 | 668.0417 | 242.125 | 912.2921 | 910.1667
2023-06-09 23:00 | DK1 | 0.066667 | 720.1667 | 328.8333 | 1049.0667 | 1049
2023-06-10 | DK1 | 0.04875 | 705.9167 | 704.6667 | 1410.6321 | 1410.5834
2023-06-10 01:00 | DK1 | 0.025417 | 681 | 540.7917 | 1221.8171 | 1221.7917
2023-06-10 02:00 | DK1 | 0.005 | 652.6667 | 472.5417 | 1125.2133 | 1125.2083
2023-06-10 03:00 | DK1 | 0.014167 | 697.1667 | 630.4167 | 1327.5975 | 1327.5834
2023-06-10 04:00 | DK1 | 2.7575 | 691.75 | 603.625 | 1298.1325 | 1295.375
2023-06-10 05:00 | DK1 | 50.9004 | 731.1667 | 652.9167 | 1434.9838 | 1384.0834
2023-06-10 06:00 | DK1 | 189.7092 | 711.375 | 661.9167 | 1563.0009 | 1373.2917
2023-06-10 07:00 | DK1 | 380.8079 | 622.7083 | 612.375 | 1615.8912 | 1235.0833
2023-06-10 08:00 | DK1 | 833.6879 | 624.0417 | 479.5 | 1937.2296 | 1103.5417
2023-06-10 09:00 | DK1 | 1300.1112 | 752.2917 | 316.6667 | 2369.0695 | 1068.9583
2023-06-10 10:00 | DK1 | 1616.0221 | 808.7083 | 300.5417 | 2725.2721 | 1109.25
2023-06-10 11:00 | DK1 | 1819.8384 | 1011.4167 | 265.9583 | 3097.2134 | 1277.375
2023-06-10 12:00 | DK1 | 1868.0033 | 1204.4584 | 231.0833 | 3303.545 | 1435.5417
2023-06-10 13:00 | DK1 | 1852.0554 | 1171.375 | 227.7917 | 3251.2221 | 1399.1667
2023-06-10 14:00 | DK1 | 909.7658 | 1108 | 184.2917 | 2202.0575 | 1292.2917
2023-06-10 15:00 | DK1 | 859.5687 | 1112.2084 | 55.7083 | 2027.4854 | 1167.9167
2023-06-10 16:00 | DK1 | 919.3025 | 1260.25 | 101.125 | 2280.6775 | 1361.375
2023-06-10 17:00 | DK1 | 1200.7067 | 1329.9166 | 345.3333 | 2875.9566 | 1675.25
2023-06-10 18:00 | DK1 | 815.0508 | 1358.9166 | 453.0833 | 2627.0508 | 1812
2023-06-10 19:00 | DK1 | 446.6063 | 1311.6666 | 483.5833 | 2241.8562 | 1795.25
2023-06-10 20:00 | DK1 | 152.2563 | 1318.375 | 600.5417 | 2071.1729 | 1918.9167
2023-06-10 21:00 | DK1 | 27.2867 | 1206.4584 | 716.625 | 1950.37 | 1923.0834
2023-06-10 22:00 | DK1 | 1.7371 | 1116.75 | 689.1667 | 1807.6538 | 1805.9167
2023-06-10 23:00 | DK1 | 0.21792 | 1203.375 | 820.75 | 2024.3429 | 2024.125
2023-06-11 | DK1 | 0.050417 | 1218.375 | 855.375 | 2073.8004 | 2073.75
2023-06-11 01:00 | DK1 | 0.026667 | 1286.2916 | 995.4167 | 2281.735 | 2281.7083
2023-06-11 02:00 | DK1 | 0.005417 | 1278.5834 | 975.0417 | 2253.6305 | 2253.6251
2023-06-11 03:00 | DK1 | 0.015 | 1307.0834 | 931.2083 | 2238.3067 | 2238.2917
2023-06-11 04:00 | DK1 | 2.5646 | 1259.3334 | 965.1667 | 2227.0646 | 2224.5001
2023-06-11 05:00 | DK1 | 46.3683 | 1283.2916 | 849.875 | 2179.535 | 2133.1666
2023-06-11 06:00 | DK1 | 171.8404 | 1150.9584 | 854.125 | 2176.9238 | 2005.0834
2023-06-11 07:00 | DK1 | 404.6613 | 982.5 | 889.7083 | 2276.8696 | 1872.2083
2023-06-11 08:00 | DK1 | 833.5963 | 1053.125 | 755.6667 | 2642.3879 | 1808.7917
2023-06-11 09:00 | DK1 | 1183.1021 | 1134.7084 | 691.9583 | 3009.7687 | 1826.6667
2023-06-11 10:00 | DK1 | 1565.9471 | 1100.0834 | 569.0833 | 3235.1138 | 1669.1667
2023-06-11 11:00 | DK1 | 1731.8762 | 992.4583 | 371.4583 | 3095.7929 | 1363.9167
2023-06-11 12:00 | DK1 | 1521.1296 | 907.2083 | 275.6667 | 2704.0046 | 1182.875
2023-06-11 13:00 | DK1 | 827.5041 | 898.2917 | 158.9583 | 1884.7542 | 1057.25
2023-06-11 14:00 | DK1 | 862.7046 | 935.9167 | 150.4583 | 1949.0796 | 1086.375
2023-06-11 15:00 | DK1 | 817.8146 | 903.6667 | 167.2083 | 1888.6896 | 1070.875
2023-06-11 16:00 | DK1 | 759.8787 | 1112.0416 | 203.125 | 2075.0453 | 1315.1666
2023-06-11 17:00 | DK1 | 1173.13 | 1199.7084 | 645 | 3017.8384 | 1844.7084
2023-06-11 18:00 | DK1 | 837.1163 | 1244.1666 | 683 | 2764.2829 | 1927.1666
2023-06-11 19:00 | DK1 | 448.7913 | 1171.0834 | 771.0417 | 2390.9163 | 1942.1251
2023-06-11 20:00 | DK1 | 148.3254 | 987.5417 | 736.75 | 1872.6171 | 1724.2917
2023-06-11 21:00 | DK1 | 24.8625 | 765.6667 | 742.75 | 1533.2792 | 1508.4167
2023-06-11 22:00 | DK1 | 1.4392 | 728.625 | 712.9583 | 1443.0225 | 1441.5833
2023-06-11 23:00 | DK1 | 0.055417 | 791.2083 | 767.0417 | 1558.3054 | 1558.25
2023-06-12 | DK1 | 0.045417 | 822.8333 | 682.1667 | 1505.0454 | 1505
2023-06-12 01:00 | DK1 | 0.025833 | 872.0417 | 789.5 | 1661.5675 | 1661.5417
2023-06-12 02:00 | DK1 | 0.005 | 914.4167 | 725.0833 | 1639.505 | 1639.5
2023-06-12 03:00 | DK1 | 0.016667 | 966.0833 | 667.5833 | 1633.6833 | 1633.6666
2023-06-12 04:00 | DK1 | 3.02 | 1017.75 | 628.6667 | 1649.4367 | 1646.4167
2023-06-12 05:00 | DK1 | 53.7521 | 1000 | 566.5 | 1620.2521 | 1566.5
2023-06-12 06:00 | DK1 | 194.1217 | 859.875 | 510.125 | 1564.1217 | 1370
2023-06-12 07:00 | DK1 | 396.5583 | 614.6667 | 347.0417 | 1358.2667 | 961.7083
2023-06-12 08:00 | DK1 | 842.7125 | 542.2917 | 277.875 | 1662.8792 | 820.1667
2023-06-12 09:00 | DK1 | 1303.4337 | 569.875 | 175.2083 | 2048.517 | 745.0833
2023-06-12 10:00 | DK1 | 1605.1746 | 671.875 | 184.9167 | 2461.9662 | 856.7917
2023-06-12 11:00 | DK1 | 1780.0004 | 739.1667 | 167.5417 | 2686.7087 | 906.7084
2023-06-12 12:00 | DK1 | 1826.145 | 717.4167 | 134.125 | 2677.6867 | 851.5417
2023-06-12 13:00 | DK1 | 1802.4658 | 576.2917 | 102.7083 | 2481.4658 | 679
2023-06-12 14:00 | DK1 | 1781.153 | 524.625 | 79.5417 | 2385.3196 | 604.1667
2023-06-12 15:00 | DK1 | 1633.5975 | 451.375 | 57.9583 | 2142.9309 | 509.3333
2023-06-12 16:00 | DK1 | 1441.735 | 385.25 | 36.875 | 1863.86 | 422.125
2023-06-12 17:00 | DK1 | 1129.2262 | 357.9583 | 20.25 | 1507.4345 | 378.2083
2023-06-12 18:00 | DK1 | 793.9637 | 331.125 | 23.9167 | 1149.0054 | 355.0417
2023-06-12 19:00 | DK1 | 424.5512 | 307.625 | 19.7083 | 751.8846 | 327.3333
2023-06-12 20:00 | DK1 | 143.0721 | 328.1667 | 32.75 | 503.9887 | 360.9167
2023-06-12 21:00 | DK1 | 23.7633 | 411.7917 | 64.2917 | 499.8467 | 476.0833
2023-06-12 22:00 | DK1 | 1.6446 | 561.625 | 140.625 | 703.8946 | 702.25
2023-06-12 23:00 | DK1 | 0.063333 | 659.625 | 349.875 | 1009.5633 | 1009.5
2023-06-13 | DK1 | 0.044167 | 601.875 | 449.0833 | 1051.0025 | 1050.9583
2023-06-13 01:00 | DK1 | 0.92208 | 615.5 | 479 | 1095.4221 | 1094.5
2023-06-13 02:00 | DK1 | 0.18458 | 527.2083 | 430.7917 | 958.1846 | 958
2023-06-13 03:00 | DK1 | 0.01875 | 506.75 | 327.625 | 834.3937 | 834.375
2023-06-13 04:00 | DK1 | 3.0104 | 446.2083 | 359.1667 | 808.3854 | 805.375
2023-06-13 05:00 | DK1 | 52.91 | 365.75 | 350.0417 | 768.7017 | 715.7917
2023-06-13 06:00 | DK1 | 190.5129 | 324.8333 | 203.1667 | 718.5129 | 528
2023-06-13 07:00 | DK1 | 382.1029 | 215.375 | 121.75 | 719.2279 | 337.125
2023-06-13 08:00 | DK1 | 822.3738 | 147.3333 | 91.5417 | 1061.2488 | 238.875
2023-06-13 09:00 | DK1 | 1281.1509 | 218 | 34.875 | 1534.0259 | 252.875
2023-06-13 10:00 | DK1 | 1567.6217 | 303.0417 | 34.5417 | 1905.205 | 337.5833
2023-06-13 11:00 | DK1 | 1722.9817 | 447.875 | 31.9583 | 2202.815 | 479.8333
2023-06-13 12:00 | DK1 | 1805.1012 | 577.375 | 15.875 | 2398.3512 | 593.25
2023-06-13 13:00 | DK1 | 1796.3096 | 639.25 | 15.5833 | 2451.1429 | 654.8333
2023-06-13 14:00 | DK1 | 1734.5996 | 618.875 | 26.5417 | 2380.0163 | 645.4167
2023-06-13 15:00 | DK1 | 1639.8667 | 568.2917 | 59.8333 | 2267.9917 | 628.125
2023-06-13 16:00 | DK1 | 1468.4729 | 517.625 | 112.9583 | 2099.0562 | 630.5833
2023-06-13 17:00 | DK1 | 1163.9042 | 407.625 | 155.9583 | 1727.4875 | 563.5833
2023-06-13 18:00 | DK1 | 832.3179 | 321.8333 | 129.0417 | 1283.1929 | 450.875
2023-06-13 19:00 | DK1 | 455.9533 | 307.2083 | 124.75 | 887.9117 | 431.9583
2023-06-13 20:00 | DK1 | 148.255 | 233.875 | 50.7083 | 432.8383 | 284.5833
2023-06-13 21:00 | DK1 | 23.2925 | 164.2917 | 46.4167 | 234.0008 | 210.7083
2023-06-13 22:00 | DK1 | 1.9279 | 216.9167 | 28.9583 | 247.8029 | 245.875
2023-06-13 23:00 | DK1 | 0.087083 | 239.625 | 23.8333 | 263.5454 | 263.4583
2023-06-14 | DK1 | 0.065417 | 179.5833 | 35.3333 | 214.9821 | 214.9167
2023-06-14 01:00 | DK1 | 0.035 | 238.1667 | 71.25 | 309.4517 | 309.4167
2023-06-14 02:00 | DK1 | 0.006667 | 179.8333 | 63.6667 | 243.5067 | 243.5
2023-06-14 03:00 | DK1 | 0.020833 | 166.7083 | 28.5833 | 195.3125 | 195.2917
2023-06-14 04:00 | DK1 | 3.0267 | 111.875 | 7.9167 | 122.8183 | 119.7917
2023-06-14 05:00 | DK1 | 53.0638 | 49.9583 | 10.3333 | 113.3554 | 60.2917
2023-06-14 06:00 | DK1 | 190.8087 | 29.125 | 9.375 | 229.3087 | 38.5
2023-06-14 07:00 | DK1 | 371.6271 | 12.4583 | 11.2083 | 395.2937 | 23.6667
2023-06-14 08:00 | DK1 | 792.8529 | 20.25 | 8.75 | 821.8529 | 29
2023-06-14 09:00 | DK1 | 1246.1262 | 33.5 | 3.75 | 1283.3762 | 37.25
2023-06-14 10:00 | DK1 | 1552.9109 | 49.0417 | 0 | 1601.9526 | 49.0417
2023-06-14 11:00 | DK1 | 1727.9071 | 88.875 | 0 | 1816.7821 | 88.875
2023-06-14 12:00 | DK1 | 1808.0841 | 151.0417 | 1.8333 | 1960.9591 | 152.875
2023-06-14 13:00 | DK1 | 1763.6296 | 204.5833 | 28.0417 | 1996.2546 | 232.625
2023-06-14 14:00 | DK1 | 1691.2509 | 269.2917 | 32.3333 | 1992.8758 | 301.625
2023-06-14 15:00 | DK1 | 1606.5046 | 368.7917 | 100.0417 | 2075.338 | 468.8333
2023-06-14 16:00 | DK1 | 1414.3959 | 402.4583 | 133.375 | 1950.2292 | 535.8333
2023-06-14 17:00 | DK1 | 1143.1533 | 397.1667 | 110.6667 | 1650.9866 | 507.8333
2023-06-14 18:00 | DK1 | 798.7029 | 466.5 | 153.2917 | 1418.4946 | 619.7917
2023-06-14 19:00 | DK1 | 446.3683 | 499.875 | 206 | 1152.2433 | 705.875
2023-06-14 20:00 | DK1 | 152.26 | 431.75 | 299.5 | 883.51 | 731.25
2023-06-14 21:00 | DK1 | 25.8854 | 291.625 | 495.7083 | 813.2188 | 787.3333
2023-06-14 22:00 | DK1 | 2.5592 | 238.0833 | 533.3333 | 773.9758 | 771.4166
2023-06-14 23:00 | DK1 | 0.075 | 236.5417 | 537.3333 | 773.95 | 773.875
2023-06-15 | DK1 | 0.059167 | 218.7917 | 413.9583 | 632.8092 | 632.75
2023-06-15 01:00 | DK1 | 0.035833 | 165.7917 | 301.25 | 467.0775 | 467.0417
2023-06-15 02:00 | DK1 | 0.005833 | 131.9167 | 254.75 | 386.6725 | 386.6667
2023-06-15 03:00 | DK1 | 0.022083 | 127.9167 | 221.5417 | 349.4804 | 349.4583
2023-06-15 04:00 | DK1 | 3.0117 | 161.7083 | 225.375 | 390.095 | 387.0833
2023-06-15 05:00 | DK1 | 50.975 | 211.7083 | 190 | 452.6833 | 401.7083
2023-06-15 06:00 | DK1 | 175.6179 | 243.125 | 113.0833 | 531.8263 | 356.2083
2023-06-15 07:00 | DK1 | 320.9871 | 217.375 | 32.625 | 570.9871 | 250
2023-06-15 08:00 | DK1 | 522.4104 | 168.1667 | 29.1667 | 719.7437 | 197.3333
2023-06-15 09:00 | DK1 | 684.0171 | 118.7917 | 26.5833 | 829.3921 | 145.375
2023-06-15 10:00 | DK1 | 723.8979 | 161.5 | 49.0417 | 934.4396 | 210.5417
2023-06-15 11:00 | DK1 | 713.1067 | 150.4167 | 22.8333 | 886.3567 | 173.25
2023-06-15 12:00 | DK1 | 749.0425 | 73.0417 | 20.25 | 842.3341 | 93.2917
2023-06-15 13:00 | DK1 | 868.3141 | 80.0417 | 14.5833 | 962.9391 | 94.625
2023-06-15 14:00 | DK1 | 1045.0463 | 83.3333 | 31.3333 | 1159.7129 | 114.6667
2023-06-15 15:00 | DK1 | 1319.8491 | 161.75 | 64.75 | 1546.3491 | 226.5
2023-06-15 16:00 | DK1 | 1094.5513 | 219.4583 | 48.4167 | 1362.4263 | 267.875
2023-06-15 17:00 | DK1 | 959.8417 | 232.4583 | 56.75 | 1249.05 | 289.2083
2023-06-15 18:00 | DK1 | 792.4813 | 254.125 | 270.2917 | 1316.8979 | 524.4167
2023-06-15 19:00 | DK1 | 414.4258 | 197.9167 | 269.25 | 881.5925 | 467.1667
2023-06-15 20:00 | DK1 | 159.9608 | 149.5417 | 242 | 551.5025 | 391.5417
2023-06-15 21:00 | DK1 | 30.5133 | 86.9583 | 224.4167 | 341.8883 | 311.375
2023-06-15 22:00 | DK1 | 3.1738 | 148.9167 | 121.2083 | 273.2988 | 270.125
2023-06-15 23:00 | DK1 | 0.075833 | 168 | 128.7083 | 296.7842 | 296.7083
2023-06-16 | DK1 | 0.064583 | 172.9167 | 131.875 | 304.8563 | 304.7917
2023-06-16 01:00 | DK1 | 0.03375 | 147.1667 | 144.0417 | 291.2421 | 291.2083
2023-06-16 02:00 | DK1 | 0.005833 | 124.2083 | 141.5833 | 265.7975 | 265.7917
2023-06-16 03:00 | DK1 | 0.022083 | 121.125 | 150.875 | 272.0221 | 272
2023-06-16 04:00 | DK1 | 2.8133 | 137.125 | 154.125 | 294.0633 | 291.25
2023-06-16 05:00 | DK1 | 47.4421 | 163.7083 | 161.9583 | 373.1087 | 325.6667
2023-06-16 06:00 | DK1 | 166.4546 | 160.2083 | 136.2083 | 462.8712 | 296.4167
2023-06-16 07:00 | DK1 | 337.4154 | 144.5833 | 84.0833 | 566.0821 | 228.6667
2023-06-16 08:00 | DK1 | 582.2896 | 96.0833 | 81.9583 | 760.3313 | 178.0417
2023-06-16 09:00 | DK1 | 1111.7996 | 78.625 | 61.0833 | 1251.5079 | 139.7083
2023-06-16 10:00 | DK1 | 1341.7517 | 101.875 | 98.4583 | 1542.085 | 200.3333
2023-06-16 11:00 | DK1 | 1495.0905 | 134.7917 | 66.125 | 1696.0071 | 200.9167
2023-06-16 12:00 | DK1 | 1596.3429 | 153.25 | 68.5 | 1818.0929 | 221.75
2023-06-16 13:00 | DK1 | 1525.9691 | 192.0833 | 57 | 1775.0524 | 249.0833
2023-06-16 14:00 | DK1 | 1392.1129 | 178.5417 | 84.4583 | 1655.1129 | 263
2023-06-16 15:00 | DK1 | 1303.6254 | 250.4583 | 142.2083 | 1696.292 | 392.6667
2023-06-16 16:00 | DK1 | 1126.7721 | 251.625 | 171.875 | 1550.2721 | 423.5
2023-06-16 17:00 | DK1 | 821.8141 | 223.875 | 176.3333 | 1222.0225 | 400.2083
2023-06-16 18:00 | DK1 | 693.8563 | 209.2917 | 145.7083 | 1048.8563 | 355
2023-06-16 19:00 | DK1 | 381.2137 | 199.5417 | 165.7083 | 746.4637 | 365.25
2023-06-16 20:00 | DK1 | 154.4321 | 183.4583 | 160.875 | 498.7654 | 344.3333
2023-06-16 21:00 | DK1 | 38.7029 | 104.4167 | 135.5 | 278.6196 | 239.9167
2023-06-16 22:00 | DK1 | 5.5362 | 69.0833 | 117.9167 | 192.5362 | 187
2023-06-16 23:00 | DK1 | 0.085833 | 49.8333 | 87.5833 | 137.5025 | 137.4167
2023-06-17 | DK1 | 0.060833 | 60.5 | 99.75 | 160.3108 | 160.25
2023-06-17 01:00 | DK1 | 0.03375 | 62.9583 | 108.5417 | 171.5337 | 171.5
2023-06-17 02:00 | DK1 | 0.005417 | 26.375 | 65.7083 | 92.0888 | 92.0833
2023-06-17 03:00 | DK1 | 0.024583 | 16 | 60.2917 | 76.3163 | 76.2917
2023-06-17 04:00 | DK1 | 3.0063 | 15.25 | 23.1667 | 41.4229 | 38.4167
2023-06-17 05:00 | DK1 | 51.0221 | 7.0417 | 28.9583 | 87.0221 | 36
2023-06-17 06:00 | DK1 | 183.4004 | 1.9167 | 20.2083 | 205.5254 | 22.125
2023-06-17 07:00 | DK1 | 370.2938 | 9.875 | 10.9167 | 391.0854 | 20.7917
2023-06-17 08:00 | DK1 | 774.6979 | 28.3333 | 13.9167 | 816.9479 | 42.25
2023-06-17 09:00 | DK1 | 1207.6892 | 36.0833 | 10.2083 | 1253.9809 | 46.2917
2023-06-17 10:00 | DK1 | 1511.0079 | 48.6667 | 1.0417 | 1560.7163 | 49.7083
2023-06-17 11:00 | DK1 | 1680.8337 | 68.5417 | 6.9167 | 1756.2921 | 75.4583
2023-06-17 12:00 | DK1 | 1689.1742 | 93.5417 | 0 | 1782.7159 | 93.5417
2023-06-17 13:00 | DK1 | 1597.0021 | 144.9583 | 2.6667 | 1744.6271 | 147.625
2023-06-17 14:00 | DK1 | 1346.8221 | 217.6667 | 1 | 1565.4888 | 218.6667
2023-06-17 15:00 | DK1 | 1126.3571 | 347.125 | 38.2083 | 1511.6904 | 385.3333
2023-06-17 16:00 | DK1 | 1052.9996 | 303.4167 | 35.5 | 1391.9163 | 338.9167
2023-06-17 17:00 | DK1 | 671.85 | 339.625 | 49.7917 | 1061.2666 | 389.4167
2023-06-17 18:00 | DK1 | 559.5684 | 157.8333 | 9 | 726.4017 | 166.8333
2023-06-17 19:00 | DK1 | 336.4587 | 162.4583 | 39.0417 | 537.9587 | 201.5
2023-06-17 20:00 | DK1 | 163.6613 | 107.2083 | 42.125 | 312.9946 | 149.3333
2023-06-17 21:00 | DK1 | 37.5275 | 101.5417 | 122.25 | 261.3192 | 223.7917
2023-06-17 22:00 | DK1 | 3.7217 | 121.4167 | 124.5 | 249.6383 | 245.9167
2023-06-17 23:00 | DK1 | 0.089583 | 97 | 75.7083 | 172.7979 | 172.7083
2023-06-18 | DK1 | 0.065417 | 51.5417 | 89.1667 | 140.7737 | 140.7083
2023-06-18 01:00 | DK1 | 0.038333 | 38.25 | 199.5833 | 237.8717 | 237.8333
2023-06-18 02:00 | DK1 | 0.006667 | 79.2083 | 58.375 | 137.59 | 137.5833
2023-06-18 03:00 | DK1 | 0.024583 | 70.0417 | 0.33333 | 70.3996 | 70.375
2023-06-18 04:00 | DK1 | 2.765 | 69.2083 | 7.4167 | 79.39 | 76.625
2023-06-18 05:00 | DK1 | 45.7313 | 43.9583 | 15.875 | 105.5646 | 59.8333
2023-06-18 06:00 | DK1 | 150.3721 | 41.125 | 28.2917 | 219.7888 | 69.4167
2023-06-18 07:00 | DK1 | 308.9875 | 22.7083 | 14.875 | 346.5708 | 37.5833
2023-06-18 08:00 | DK1 | 604.6075 | 37.2083 | 84.8333 | 726.6492 | 122.0417
2023-06-18 09:00 | DK1 | 1050.222 | 55.75 | 235.75 | 1341.722 | 291.5
2023-06-18 10:00 | DK1 | 1437.9821 | 78.4583 | 99.2083 | 1615.6487 | 177.6667
2023-06-18 11:00 | DK1 | 1600.9812 | 152.6667 | 78.625 | 1832.2729 | 231.2917
2023-06-18 12:00 | DK1 | 1602.3358 | 174.7917 | 99.1667 | 1876.2942 | 273.9583
2023-06-18 13:00 | DK1 | 1596.7954 | 212.2083 | 63.1667 | 1872.1704 | 275.375
2023-06-18 14:00 | DK1 | 1452.7383 | 248.0417 | 20.7917 | 1721.5716 | 268.8333
2023-06-18 15:00 | DK1 | 1339.7524 | 329.7083 | 37.6667 | 1707.1275 | 367.375
2023-06-18 16:00 | DK1 | 1258.7046 | 439.25 | 51 | 1748.9546 | 490.25
2023-06-18 17:00 | DK1 | 952.1608 | 419.8333 | 135.1667 | 1507.1608 | 555
2023-06-18 18:00 | DK1 | 704.6671 | 405.8333 | 131.4583 | 1241.9587 | 537.2917
2023-06-18 19:00 | DK1 | 401.5125 | 375.7083 | 62.4583 | 839.6792 | 438.1667
2023-06-18 20:00 | DK1 | 147.2771 | 391.5833 | 101.375 | 640.2354 | 492.9583
2023-06-18 21:00 | DK1 | 27.525 | 301.5833 | 66.2917 | 395.4 | 367.875
2023-06-18 22:00 | DK1 | 2.3617 | 240.5833 | 38.7083 | 281.6533 | 279.2917
2023-06-18 23:00 | DK1 | 0.085833 | 259.625 | 106.8333 | 366.5442 | 366.4583
2023-06-19 | DK1 | 0.065417 | 228.8333 | 250.25 | 479.1487 | 479.0833
2023-06-19 01:00 | DK1 | 0.035417 | 187.7083 | 333.9583 | 521.7021 | 521.6667
2023-06-19 02:00 | DK1 | 0.031667 | 169.5 | 241.375 | 410.9067 | 410.875
2023-06-19 03:00 | DK1 | 0.025 | 202.4167 | 242.875 | 445.3167 | 445.2917
2023-06-19 04:00 | DK1 | 3.0675 | 209.875 | 242.5 | 455.4425 | 452.375
2023-06-19 05:00 | DK1 | 51.1846 | 199.4167 | 333.5 | 584.1013 | 532.9167
2023-06-19 06:00 | DK1 | 181.9204 | 195.3333 | 316.9167 | 694.1704 | 512.25
2023-06-19 07:00 | DK1 | 370.4204 | 182.75 | 386.7917 | 939.9621 | 569.5417
2023-06-19 08:00 | DK1 | 618.6058 | 167.625 | 459.5 | 1245.7308 | 627.125
2023-06-19 09:00 | DK1 | 829.98 | 241.5833 | 462.9583 | 1534.5217 | 704.5417
2023-06-19 10:00 | DK1 | 916.8184 | 302.4583 | 508.125 | 1727.4017 | 810.5833
2023-06-19 11:00 | DK1 | 850.2767 | 407.0833 | 574 | 1831.36 | 981.0833
2023-06-19 12:00 | DK1 | 1100.8462 | 535.2083 | 594.9583 | 2231.0128 | 1130.1666
2023-06-19 13:00 | DK1 | 1176.9817 | 759.4167 | 574.25 | 2510.6484 | 1333.6667
2023-06-19 14:00 | DK1 | 820.8029 | 814.875 | 530.2083 | 2165.8862 | 1345.0833
2023-06-19 15:00 | DK1 | 602.1221 | 866.125 | 528.1667 | 1996.4138 | 1394.2917
2023-06-19 16:00 | DK1 | 472.6125 | 861.2917 | 559.7917 | 1893.6959 | 1421.0834
2023-06-19 17:00 | DK1 | 351.7975 | 777.7917 | 590 | 1719.5892 | 1367.7917
2023-06-19 18:00 | DK1 | 268.5754 | 628.75 | 586.75 | 1484.0754 | 1215.5
2023-06-19 19:00 | DK1 | 160.2912 | 645.3333 | 589.125 | 1394.7496 | 1234.4583
2023-06-19 20:00 | DK1 | 63.1867 | 636.5 | 456.0833 | 1155.77 | 1092.5833
2023-06-19 21:00 | DK1 | 7.9575 | 602.2917 | 412.7917 | 1023.0408 | 1015.0833
2023-06-19 22:00 | DK1 | 0.095 | 585.2917 | 597.125 | 1182.5117 | 1182.4167
2023-06-19 23:00 | DK1 | 2.2092 | 538.625 | 533.3333 | 1074.1675 | 1071.9583
2023-06-20 | DK1 | 1.5237 | 501.6667 | 498.75 | 1001.9404 | 1000.4167
2023-06-20 01:00 | DK1 | 0.0275 | 497.7917 | 350.4583 | 848.2775 | 848.25
2023-06-20 02:00 | DK1 | 0.005 | 371.8333 | 172.2083 | 544.0467 | 544.0417
2023-06-20 03:00 | DK1 | 0.015833 | 347.9583 | 82.4167 | 430.3908 | 430.375
2023-06-20 04:00 | DK1 | 2.145 | 317.7083 | 34.7917 | 354.645 | 352.5
2023-06-20 05:00 | DK1 | 38.7962 | 256.1667 | 28.7083 | 323.6712 | 284.875
2023-06-20 06:00 | DK1 | 140.6888 | 220.2917 | 15.75 | 376.7304 | 236.0417
2023-06-20 07:00 | DK1 | 242.9246 | 151.3333 | 19.6667 | 413.9246 | 171
2023-06-20 08:00 | DK1 | 441.5187 | 171.7917 | 26.875 | 640.1854 | 198.6667
2023-06-20 09:00 | DK1 | 758.5375 | 169.875 | 12.3333 | 940.7458 | 182.2083
2023-06-20 10:00 | DK1 | 1042.2042 | 75.2917 | 3.625 | 1121.1209 | 78.9167
2023-06-20 11:00 | DK1 | 1194.8945 | 50.4583 | 7.75 | 1253.1029 | 58.2083
2023-06-20 12:00 | DK1 | 1043.7921 | 24.5833 | 17.9583 | 1086.3338 | 42.5417
2023-06-20 13:00 | DK1 | 885.8521 | 22.25 | 15.9167 | 924.0188 | 38.1667
2023-06-20 14:00 | DK1 | 981.6713 | 29.2917 | 10.4167 | 1021.3796 | 39.7083
2023-06-20 15:00 | DK1 | 1129.62 | 46.625 | 6.75 | 1182.995 | 53.375
2023-06-20 16:00 | DK1 | 1126.6425 | 60.25 | 0.125 | 1187.0175 | 60.375
2023-06-20 17:00 | DK1 | 733.6204 | 57.875 | 1.875 | 793.3704 | 59.75
2023-06-20 18:00 | DK1 | 760.275 | 82.4583 | 13.125 | 855.8584 | 95.5833
2023-06-20 19:00 | DK1 | 430.0667 | 139.875 | 32.0417 | 601.9833 | 171.9167
2023-06-20 20:00 | DK1 | 141.3121 | 144.9167 | 54.0417 | 340.2704 | 198.9583
2023-06-20 21:00 | DK1 | 36.9921 | 180.3333 | 121.5833 | 338.9087 | 301.9167
2023-06-20 22:00 | DK1 | 0.87167 | 322.6667 | 217.9583 | 541.4967 | 540.625
2023-06-20 23:00 | DK1 | 0.06 | 451.6667 | 414.9583 | 866.685 | 866.625
2023-06-21 | DK1 | 0.052083 | 545.75 | 507.0417 | 1052.8437 | 1052.7917
2023-06-21 01:00 | DK1 | 0.030417 | 576.25 | 637.9167 | 1214.1971 | 1214.1667
2023-06-21 02:00 | DK1 | 0.005 | 500.875 | 656.4583 | 1157.3383 | 1157.3333
2023-06-21 03:00 | DK1 | 0.019583 | 468.0417 | 448.125 | 916.1862 | 916.1667
2023-06-21 04:00 | DK1 | 1.5346 | 371.5833 | 328.6667 | 701.7846 | 700.25
2023-06-21 05:00 | DK1 | 21.1333 | 232.5 | 254.625 | 508.2583 | 487.125
2023-06-21 06:00 | DK1 | 56.2142 | 182.75 | 293.9167 | 532.8808 | 476.6667
2023-06-21 07:00 | DK1 | 145.8087 | 167.6667 | 201.8333 | 515.3087 | 369.5
2023-06-21 08:00 | DK1 | 240.6879 | 155.4583 | 241.9167 | 638.0629 | 397.375
2023-06-21 09:00 | DK1 | 493.2596 | 254.625 | 335.7083 | 1083.5929 | 590.3333
2023-06-21 10:00 | DK1 | 624.5037 | 383.5 | 334.0417 | 1342.0454 | 717.5417
2023-06-21 11:00 | DK1 | 763.3567 | 616.5 | 429.7083 | 1809.565 | 1046.2083
2023-06-21 12:00 | DK1 | 671.8262 | 806.25 | 464.125 | 1942.2012 | 1270.375
2023-06-21 13:00 | DK1 | 678.1221 | 1213.9166 | 445.3333 | 2337.372 | 1659.25
2023-06-21 14:00 | DK1 | 741.9763 | 1431.7084 | 487 | 2660.6846 | 1918.7084
2023-06-21 15:00 | DK1 | 861.4471 | 1801.75 | 455 | 3118.1971 | 2256.75
2023-06-21 16:00 | DK1 | 875.3571 | 1838 | 316.625 | 3029.9821 | 2154.625
2023-06-21 17:00 | DK1 | 862.0388 | 1725.5 | 616.3333 | 3203.8721 | 2341.8333
2023-06-21 18:00 | DK1 | 644.3688 | 1642.1666 | 709.5833 | 2996.1187 | 2351.7499
2023-06-21 19:00 | DK1 | 373.6946 | 1424 | 661.0833 | 2458.7779 | 2085.0833
2023-06-21 20:00 | DK1 | 144.9354 | 1162.5834 | 591.7917 | 1899.3105 | 1754.3751
2023-06-21 21:00 | DK1 | 33.83 | 821.5 | 513.7083 | 1369.0383 | 1335.2083
2023-06-21 22:00 | DK1 | 1.5017 | 689.125 | 421.7917 | 1112.4183 | 1110.9167
2023-06-21 23:00 | DK1 | 0.060833 | 592.25 | 406.8333 | 999.1442 | 999.0833
2023-06-22 | DK1 | 0.052917 | 523.5833 | 381.2083 | 904.8446 | 904.7917
2023-06-22 01:00 | DK1 | 0.03 | 429.8333 | 324.375 | 754.2383 | 754.2083
2023-06-22 02:00 | DK1 | 0.004583 | 424.1667 | 211.5833 | 635.7546 | 635.75
2023-06-22 03:00 | DK1 | 0.025417 | 393.875 | 188.0833 | 581.9837 | 581.9583
2023-06-22 04:00 | DK1 | 2.9975 | 379.5833 | 191.6667 | 574.2475 | 571.25
2023-06-22 05:00 | DK1 | 50.3533 | 362.2917 | 244.6667 | 657.3117 | 606.9583
2023-06-22 06:00 | DK1 | 181.6871 | 285.75 | 174.8333 | 642.2704 | 460.5833
2023-06-22 07:00 | DK1 | 361.4688 | 194.0417 | 118 | 673.5104 | 312.0417
2023-06-22 08:00 | DK1 | 667.9462 | 215.25 | 143.2917 | 1026.4879 | 358.5417
2023-06-22 09:00 | DK1 | 1081.6196 | 304.4583 | 73.7917 | 1459.8696 | 378.25
2023-06-22 10:00 | DK1 | 1336.6554 | 338.4167 | 45 | 1720.0721 | 383.4167
2023-06-22 11:00 | DK1 | 1496.8588 | 375.8333 | 35.0417 | 1907.7338 | 410.875
2023-06-22 12:00 | DK1 | 1528.4517 | 371 | 29.7917 | 1929.2433 | 400.7917
2023-06-22 13:00 | DK1 | 1615.2075 | 424.4583 | 5.375 | 2045.0409 | 429.8333
2023-06-22 14:00 | DK1 | 1556.9796 | 430.9583 | 3.5417 | 1991.4796 | 434.5
2023-06-22 15:00 | DK1 | 1515.9404 | 385.4167 | 13.25 | 1914.6071 | 398.6667
2023-06-22 16:00 | DK1 | 1310.6179 | 386.9583 | 9.5417 | 1707.1179 | 396.5
2023-06-22 17:00 | DK1 | 1028.3013 | 315.0417 | 4.9167 | 1348.2596 | 319.9583
2023-06-22 18:00 | DK1 | 703.9233 | 298 | 12.4583 | 1014.3817 | 310.4583
2023-06-22 19:00 | DK1 | 344.0504 | 320.5417 | 62.75 | 727.3421 | 383.2917
2023-06-22 20:00 | DK1 | 130.0737 | 357.2083 | 120.4583 | 607.7404 | 477.6667
2023-06-22 21:00 | DK1 | 40.64 | 326.5833 | 211.5833 | 578.8067 | 538.1667
2023-06-22 22:00 | DK1 | 1.3313 | 408.7083 | 209.3333 | 619.3729 | 618.0417
2023-06-22 23:00 | DK1 | 0.06125 | 417.125 | 271.9167 | 689.1029 | 689.0417
2023-06-23 | DK1 | 0.052917 | 427.9583 | 288.9167 | 716.9279 | 716.875
2023-06-23 01:00 | DK1 | 0.03 | 429.125 | 325.0833 | 754.2383 | 754.2083
2023-06-23 02:00 | DK1 | 0.005 | 533.75 | 345.7083 | 879.4633 | 879.4583
2023-06-23 03:00 | DK1 | 0.024583 | 531.4583 | 274.125 | 805.6079 | 805.5833
2023-06-23 04:00 | DK1 | 2.1142 | 353.6667 | 168.2917 | 524.0725 | 521.9583
2023-06-23 05:00 | DK1 | 32.9054 | 292.3333 | 187.2083 | 512.4471 | 479.5417
2023-06-23 06:00 | DK1 | 218.9871 | 257.4167 | 156.8333 | 633.2371 | 414.25
2023-06-23 07:00 | DK1 | 350.9525 | 237.3333 | 135.75 | 724.0358 | 373.0833
2023-06-23 08:00 | DK1 | 572.8392 | 239.375 | 157 | 969.2142 | 396.375
2023-06-23 09:00 | DK1 | 764.4238 | 356.2917 | 143.7917 | 1264.5071 | 500.0833
2023-06-23 10:00 | DK1 | 998.4267 | 439.3333 | 189.4583 | 1627.2184 | 628.7917
2023-06-23 11:00 | DK1 | 1242.6913 | 609.6667 | 177.1667 | 2029.5246 | 786.8334
2023-06-23 12:00 | DK1 | 1496.222 | 691.0417 | 127.1667 | 2314.4304 | 818.2084
2023-06-23 13:00 | DK1 | 1514.9208 | 873.0833 | 205.4583 | 2593.4624 | 1078.5416
2023-06-23 14:00 | DK1 | 1588.5817 | 971.25 | 211.25 | 2771.0817 | 1182.5
2023-06-23 15:00 | DK1 | 1545.3488 | 1072.75 | 253.9167 | 2872.0154 | 1326.6667
2023-06-23 16:00 | DK1 | 1456.3488 | 1125.9166 | 206.0417 | 2788.3071 | 1331.9583
2023-06-23 17:00 | DK1 | 1165.4558 | 1199.1666 | 246.75 | 2611.3724 | 1445.9166
2023-06-23 18:00 | DK1 | 747.7687 | 1173.5834 | 277.9583 | 2199.3105 | 1451.5417
2023-06-23 19:00 | DK1 | 328.0329 | 1227.9584 | 284.4167 | 1840.408 | 1512.375
2023-06-23 20:00 | DK1 | 115.0413 | 1206.1666 | 296.4167 | 1617.6245 | 1502.5833
2023-06-23 21:00 | DK1 | 37.0892 | 886.9167 | 315.0833 | 1239.0892 | 1202
2023-06-23 22:00 | DK1 | 3.6346 | 752.7917 | 343.5 | 1099.9263 | 1096.2917
2023-06-23 23:00 | DK1 | 0.08125 | 676.1667 | 385.875 | 1062.1229 | 1062.0417
2023-06-24 | DK1 | 0.068333 | 860.9583 | 381.7083 | 1242.735 | 1242.6667
2023-06-24 01:00 | DK1 | 0.038333 | 951.1667 | 326.125 | 1277.33 | 1277.2917
2023-06-24 02:00 | DK1 | 0.00625 | 953.3333 | 333.2083 | 1286.5479 | 1286.5417
2023-06-24 03:00 | DK1 | 0.0275 | 931.4167 | 259.2917 | 1190.7358 | 1190.7083
2023-06-24 04:00 | DK1 | 3.2008 | 926.5833 | 159.5 | 1089.2841 | 1086.0833
2023-06-24 05:00 | DK1 | 51.6075 | 830.7917 | 200.2083 | 1082.6075 | 1031
2023-06-24 06:00 | DK1 | 239.2383 | 663.8333 | 177.125 | 1080.1966 | 840.9583
2023-06-24 07:00 | DK1 | 425.4788 | 529.3333 | 161.0417 | 1115.8537 | 690.375
2023-06-24 08:00 | DK1 | 776.2792 | 618.8333 | 150.2083 | 1545.3208 | 769.0416
2023-06-24 09:00 | DK1 | 1201.2396 | 879.2083 | 129.0417 | 2209.4896 | 1008.25
2023-06-24 10:00 | DK1 | 1425.0858 | 979 | 175.7917 | 2579.8775 | 1154.7917
2023-06-24 11:00 | DK1 | 1606.0112 | 931.375 | 242.7083 | 2780.0946 | 1174.0833
2023-06-24 12:00 | DK1 | 1609.5067 | 883.3333 | 170.2083 | 2663.0484 | 1053.5416
2023-06-24 13:00 | DK1 | 1527.8417 | 852.5833 | 161.75 | 2542.175 | 1014.3333
2023-06-24 14:00 | DK1 | 1333.4083 | 818.3333 | 97.1667 | 2248.9083 | 915.5
2023-06-24 15:00 | DK1 | 1188.0421 | 786.875 | 62.75 | 2037.6671 | 849.625
2023-06-24 16:00 | DK1 | 997.6746 | 572.3333 | 37.3333 | 1607.3412 | 609.6666
2023-06-24 17:00 | DK1 | 846.2875 | 447.25 | 8.0417 | 1301.5791 | 455.2917
2023-06-24 18:00 | DK1 | 633.0792 | 283.625 | 15.7083 | 932.4125 | 299.3333
2023-06-24 19:00 | DK1 | 353.0646 | 223 | 18.9583 | 595.0229 | 241.9583
2023-06-24 20:00 | DK1 | 154.1163 | 171.5417 | 26.25 | 351.9079 | 197.7917
2023-06-24 21:00 | DK1 | 35.5938 | 94.7083 | 22.2917 | 152.5938 | 117
2023-06-24 22:00 | DK1 | 1.7642 | 83.2917 | 24.75 | 109.8058 | 108.0417
2023-06-24 23:00 | DK1 | 0.14083 | 98.1667 | 30.125 | 128.4325 | 128.2917
2023-06-25 | DK1 | 0.07 | 127.375 | 31.875 | 159.32 | 159.25
2023-06-25 01:00 | DK1 | 0.040833 | 91.75 | 11.5417 | 103.3325 | 103.2917
2023-06-25 02:00 | DK1 | 0.006667 | 38.3333 | 16.2917 | 54.6317 | 54.625
2023-06-25 03:00 | DK1 | 0.025417 | 5.875 | 31.125 | 37.0254 | 37
2023-06-25 04:00 | DK1 | 2.5458 | 4.2083 | 21.1667 | 27.9208 | 25.375
2023-06-25 05:00 | DK1 | 41.0642 | -0.58333 | 3.0417 | 43.5225 | 2.4583
2023-06-25 06:00 | DK1 | 104.6671 | -1.5833 | 0.70833 | 103.7921 | -0.875
2023-06-25 07:00 | DK1 | 234.4921 | 3.5 | 0 | 237.9921 | 3.5
2023-06-25 08:00 | DK1 | 406.9183 | 4.9167 | 0.041667 | 411.8767 | 4.9583
2023-06-25 09:00 | DK1 | 623.5071 | 10 | 2.4583 | 635.9654 | 12.4583
2023-06-25 10:00 | DK1 | 722.0616 | 14.6667 | 1.625 | 738.3533 | 16.2917
2023-06-25 11:00 | DK1 | 813.1271 | 22.4167 | 1.25 | 836.7937 | 23.6667
2023-06-25 12:00 | DK1 | 964.3387 | 18.75 | 1.125 | 984.2137 | 19.875
2023-06-25 13:00 | DK1 | 1059.3488 | 28.5 | 0.58333 | 1088.4321 | 29.0833
2023-06-25 14:00 | DK1 | 1135.3208 | 33.5417 | 1.9167 | 1170.7791 | 35.4583
2023-06-25 15:00 | DK1 | 1128.0442 | 46.0833 | 0.45833 | 1174.5859 | 46.5417
2023-06-25 16:00 | DK1 | 1170.29 | 54.7083 | 0 | 1224.9984 | 54.7083
2023-06-25 17:00 | DK1 | 934.6925 | 54.375 | 2 | 991.0675 | 56.375
2023-06-25 18:00 | DK1 | 666.8834 | 60.2917 | 2.625 | 729.8 | 62.9167
2023-06-25 19:00 | DK1 | 435.1942 | 58.9583 | 7.25 | 501.4025 | 66.2083
2023-06-25 20:00 | DK1 | 150.9092 | 70.0417 | 17.7917 | 238.7425 | 87.8333
2023-06-25 21:00 | DK1 | 33.18 | 84.75 | 39.2083 | 157.1383 | 123.9583
2023-06-25 22:00 | DK1 | 2.1975 | 178.7083 | 87.4583 | 268.3642 | 266.1667
2023-06-25 23:00 | DK1 | 0.07625 | 313.2917 | 179.2083 | 492.5762 | 492.5
2023-06-26 | DK1 | 0.075 | 512.0833 | 347.0833 | 859.2417 | 859.1667
2023-06-26 01:00 | DK1 | 0.04 | 744.25 | 531.75 | 1276.04 | 1276
2023-06-26 02:00 | DK1 | 0.00625 | 755.4583 | 621.25 | 1376.7146 | 1376.7083
2023-06-26 03:00 | DK1 | 0.025417 | 864.625 | 679.2083 | 1543.8587 | 1543.8333
2023-06-26 04:00 | DK1 | 2.8725 | 980.2083 | 743.4167 | 1726.4975 | 1723.625
2023-06-26 05:00 | DK1 | 48.9008 | 1028.2084 | 753.6667 | 1830.7759 | 1781.8751
2023-06-26 06:00 | DK1 | 177.9283 | 968.3333 | 653.625 | 1799.8866 | 1621.9583
2023-06-26 07:00 | DK1 | 367.825 | 789.9167 | 664.75 | 1822.4917 | 1454.6667
2023-06-26 08:00 | DK1 | 702.3146 | 721.9583 | 307.2917 | 1731.5645 | 1029.25
2023-06-26 09:00 | DK1 | 460.0508 | 705.4583 | 438.5 | 1604.0092 | 1143.9583
2023-06-26 10:00 | DK1 | 287.0254 | 807.2917 | 438.0417 | 1532.3588 | 1245.3333
2023-06-26 11:00 | DK1 | 182.18 | 788.5 | 938.2083 | 1908.8883 | 1726.7083
2023-06-26 12:00 | DK1 | 80.6958 | 576.5 | 1079.5 | 1736.6958 | 1656
2023-06-26 13:00 | DK1 | 220.0683 | 715.6667 | 855.5 | 1791.235 | 1571.1667
2023-06-26 14:00 | DK1 | 636.1796 | 980.9583 | 603.7917 | 2220.9296 | 1584.75
2023-06-26 15:00 | DK1 | 719.1425 | 1304.125 | 626.2083 | 2649.4758 | 1930.3333
2023-06-26 16:00 | DK1 | 665.9163 | 1624.5 | 661.7083 | 2952.1246 | 2286.2083
2023-06-26 17:00 | DK1 | 541.9763 | 1865.625 | 726.5417 | 3134.1429 | 2592.1667
2023-06-26 18:00 | DK1 | 381.1471 | 1786.9166 | 840.9167 | 3008.9804 | 2627.8333
2023-06-26 19:00 | DK1 | 224.9083 | 1648.5834 | 1017.0833 | 2890.575 | 2665.6667
2023-06-26 20:00 | DK1 | 107.4538 | 1728.4166 | 922.875 | 2758.7454 | 2651.2916
2023-06-26 21:00 | DK1 | 24.7375 | 1653.8334 | 1092.625 | 2771.1959 | 2746.4584
2023-06-26 22:00 | DK1 | 0.76 | 1726.125 | 1061.4166 | 2788.3016 | 2787.5416
2023-06-26 23:00 | DK1 | 0.02 | 1582.5 | 1104.75 | 2687.27 | 2687.25
2023-06-27 | DK1 | 0.012083 | 1622.3334 | 1059.0834 | 2681.4288 | 2681.4167
2023-06-27 01:00 | DK1 | 0.007083 | 1492.25 | 1047.0834 | 2539.3405 | 2539.3334
2023-06-27 02:00 | DK1 | 0 | 1563.0834 | 1029.0416 | 2592.125 | 2592.125
2023-06-27 03:00 | DK1 | 0.01875 | 1491.4166 | 971.625 | 2463.0604 | 2463.0416
2023-06-27 04:00 | DK1 | 2.855 | 1635.875 | 880.7083 | 2519.4383 | 2516.5833
2023-06-27 05:00 | DK1 | 48.2067 | 1606.5416 | 911.8333 | 2566.5816 | 2518.3749
2023-06-27 06:00 | DK1 | 173.8033 | 1637.5 | 857.1667 | 2668.47 | 2494.6667
2023-06-27 07:00 | DK1 | 130.8729 | 1578.4166 | 829.5417 | 2538.8312 | 2407.9583
2023-06-27 08:00 | DK1 | 243.8342 | 1938.0416 | 850.625 | 3032.5008 | 2788.6666
2023-06-27 09:00 | DK1 | 603.465 | 2441.625 | 895.0417 | 3940.1317 | 3336.6667
2023-06-27 10:00 | DK1 | 1132.9346 | 2905.5417 | 919.7083 | 4958.1846 | 3825.2501
2023-06-27 11:00 | DK1 | 1640.6666 | 2795.5833 | 885.25 | 5321.4999 | 3680.8333
2023-06-27 12:00 | DK1 | 1544.3134 | 2891.7083 | 901.0833 | 5337.1049 | 3792.7916
2023-06-27 13:00 | DK1 | 1666.7329 | 2853.0833 | 860.8333 | 5380.6495 | 3713.9166
2023-06-27 14:00 | DK1 | 1546.4396 | 2936.7083 | 869.9167 | 5353.0645 | 3806.6249
2023-06-27 15:00 | DK1 | 1560.8788 | 2937.0833 | 867.5833 | 5365.5453 | 3804.6666
2023-06-27 16:00 | DK1 | 1416.0837 | 2967.0417 | 934.75 | 5317.8755 | 3901.7917
2023-06-27 17:00 | DK1 | 1232.7642 | 2820.4583 | 894.5 | 4947.7224 | 3714.9583
2023-06-27 18:00 | DK1 | 920.3862 | 2622.125 | 981 | 4523.5112 | 3603.125
2023-06-27 19:00 | DK1 | 471.2954 | 2424.125 | 997.4583 | 3892.8787 | 3421.5833
2023-06-27 20:00 | DK1 | 182.5483 | 2388.25 | 971.375 | 3542.1733 | 3359.625
2023-06-27 21:00 | DK1 | 38.92 | 1950.25 | 870.4167 | 2859.5867 | 2820.6667
2023-06-27 22:00 | DK1 | 3.5221 | 1407.3334 | 751.5833 | 2162.4388 | 2158.9167
2023-06-27 23:00 | DK1 | 0.7625 | 1283.7084 | 702.6667 | 1987.1376 | 1986.3751
2023-06-28 | DK1 | 0.62125 | 1115.25 | 587.375 | 1703.2462 | 1702.625
2023-06-28 01:00 | DK1 | 0.35625 | 1027.9166 | 518.8333 | 1547.1062 | 1546.7499
2023-06-28 02:00 | DK1 | 0.062083 | 883.125 | 477.7083 | 1360.8954 | 1360.8333
2023-06-28 03:00 | DK1 | 0.072083 | 792.3333 | 447.125 | 1239.5304 | 1239.4583
2023-06-28 04:00 | DK1 | 2.9908 | 739.5833 | 357.2917 | 1099.8658 | 1096.875
2023-06-28 05:00 | DK1 | 52.125 | 708.875 | 301.7917 | 1062.7917 | 1010.6667
2023-06-28 06:00 | DK1 | 203.1075 | 568.875 | 214.8333 | 986.8158 | 783.7083
2023-06-28 07:00 | DK1 | 397.8104 | 376.25 | 194.0417 | 968.1021 | 570.2917
2023-06-28 08:00 | DK1 | 909.3954 | 403.3333 | 157.25 | 1469.9788 | 560.5833
2023-06-28 09:00 | DK1 | 1357.1512 | 382.25 | 91.3333 | 1830.7346 | 473.5833
2023-06-28 10:00 | DK1 | 1807.5188 | 275 | 96.5833 | 2179.1021 | 371.5833
2023-06-28 11:00 | DK1 | 1903.9429 | 240.2083 | 82.75 | 2226.9012 | 322.9583
2023-06-28 12:00 | DK1 | 1896.3688 | 237.5833 | 61.7917 | 2195.7438 | 299.375
2023-06-28 13:00 | DK1 | 1744.4292 | 279.7917 | 83.9167 | 2108.1375 | 363.7083
2023-06-28 14:00 | DK1 | 1644.7004 | 290.25 | 89.3333 | 2024.2838 | 379.5833
2023-06-28 15:00 | DK1 | 1462.9113 | 334.4167 | 122.125 | 1919.4529 | 456.5417
2023-06-28 16:00 | DK1 | 1034.7491 | 427.9167 | 137.625 | 1600.2908 | 565.5417
2023-06-28 17:00 | DK1 | 755.7971 | 457.5833 | 173 | 1386.3804 | 630.5833
2023-06-28 18:00 | DK1 | 422.2467 | 464.9583 | 150.5833 | 1037.7883 | 615.5417
2023-06-28 19:00 | DK1 | 253.5388 | 437.7917 | 164.7083 | 856.0387 | 602.5
2023-06-28 20:00 | DK1 | 100.5746 | 379.875 | 160.25 | 640.6996 | 540.125
2023-06-28 21:00 | DK1 | 18.9688 | 286.6667 | 136.0417 | 441.6771 | 422.7083
2023-06-28 22:00 | DK1 | 0.29292 | 216.0417 | 138.3333 | 354.6679 | 354.375
2023-06-28 23:00 | DK1 | 0.82667 | 210.3333 | 190.375 | 401.535 | 400.7083
2023-06-29 | DK1 | 0.57458 | 169.5 | 107.4167 | 277.4912 | 276.9167
2023-06-29 01:00 | DK1 | 0.32542 | 152.25 | 110.875 | 263.4504 | 263.125
2023-06-29 02:00 | DK1 | 0.05625 | 183 | 69.1667 | 252.2229 | 252.1667
2023-06-29 03:00 | DK1 | 0.059583 | 170.1667 | 78.5833 | 248.8096 | 248.75
2023-06-29 04:00 | DK1 | 1.2042 | 151.75 | 105.7917 | 258.7458 | 257.5417
2023-06-29 05:00 | DK1 | 19.3238 | 143.7083 | 75.75 | 238.7821 | 219.4583
2023-06-29 06:00 | DK1 | 61.4879 | 128.4167 | 74.25 | 264.1546 | 202.6667
2023-06-29 07:00 | DK1 | 126.9175 | 93.375 | 51.2083 | 271.5008 | 144.5833
2023-06-29 08:00 | DK1 | 248.8667 | 73.2083 | 44.8333 | 366.9083 | 118.0417
2023-06-29 09:00 | DK1 | 457.6383 | 104.5 | 137.25 | 699.3883 | 241.75
2023-06-29 10:00 | DK1 | 673.9825 | 130.3333 | 117 | 921.3158 | 247.3333
2023-06-29 11:00 | DK1 | 1116.7562 | 186.4583 | 164.5417 | 1467.7562 | 351
2023-06-29 12:00 | DK1 | 1134.1958 | 200.3333 | 260.0417 | 1594.5708 | 460.375
2023-06-29 13:00 | DK1 | 826.1983 | 272.6667 | 346.1667 | 1445.0316 | 618.8333
2023-06-29 14:00 | DK1 | 798.8771 | 328.9167 | 344.5417 | 1472.3354 | 673.4583
2023-06-29 15:00 | DK1 | 595.3538 | 466.125 | 408.0417 | 1469.5204 | 874.1667
2023-06-29 16:00 | DK1 | 450.6254 | 633.5 | 330.4167 | 1414.5421 | 963.9167
2023-06-29 17:00 | DK1 | 246.4117 | 625.9583 | 253.0417 | 1125.4117 | 879
2023-06-29 18:00 | DK1 | 243.5179 | 583.5417 | 290.2917 | 1117.3513 | 873.8333
2023-06-29 19:00 | DK1 | 146.3825 | 537.6667 | 346.2917 | 1030.3409 | 883.9583
2023-06-29 20:00 | DK1 | 71.9217 | 652.0833 | 505.4583 | 1229.4633 | 1157.5417
2023-06-29 21:00 | DK1 | 16.4737 | 815.2917 | 522.2917 | 1354.0571 | 1337.5834
2023-06-29 22:00 | DK1 | 1.1929 | 842.7083 | 521.3333 | 1365.2345 | 1364.0416
2023-06-29 23:00 | DK1 | 0.83083 | 904.125 | 483.3333 | 1388.2892 | 1387.4583
2023-06-30 | DK1 | 0.57417 | 1026.4584 | 630.75 | 1657.7825 | 1657.2084
2023-06-30 01:00 | DK1 | 0.31917 | 1113.625 | 320.9583 | 1434.9025 | 1434.5833
2023-06-30 02:00 | DK1 | 0.057083 | 1211.5416 | 555.7083 | 1767.307 | 1767.2499
2023-06-30 03:00 | DK1 | 0.0625 | 1258.5 | 587.25 | 1845.8125 | 1845.75
2023-06-30 04:00 | DK1 | 2.6658 | 1342.375 | 594.2083 | 1939.2491 | 1936.5833
2023-06-30 05:00 | DK1 | 46.7092 | 1320.375 | 559.1667 | 1926.2509 | 1879.5417
2023-06-30 06:00 | DK1 | 197.6392 | 1272.7084 | 500.1667 | 1970.5142 | 1772.875
2023-06-30 07:00 | DK1 | 402.1663 | 1057.125 | 528.375 | 1987.6663 | 1585.5
2023-06-30 08:00 | DK1 | 738.8696 | 1094.9584 | 424.5 | 2258.3279 | 1519.4584
2023-06-30 09:00 | DK1 | 1262.3671 | 1470.75 | 362.0417 | 3095.1587 | 1832.7917
2023-06-30 10:00 | DK1 | 1705.8325 | 1296 | 349.125 | 3350.9575 | 1645.125
2023-06-30 11:00 | DK1 | 1615.3854 | 1259.8334 | 376.9583 | 3252.1771 | 1636.7917
2023-06-30 12:00 | DK1 | 1535.4342 | 1314.375 | 362.375 | 3212.1842 | 1676.75
2023-06-30 13:00 | DK1 | 1479.3525 | 1295.7084 | 369.7917 | 3144.8526 | 1665.5
2023-06-30 14:00 | DK1 | 1318.9183 | 1395.4166 | 369.625 | 3083.96 | 1765.0416
2023-06-30 15:00 | DK1 | 1285.2992 | 1479.9166 | 304.7917 | 3070.0075 | 1784.7083
2023-06-30 16:00 | DK1 | 1326.1005 | 1454.7084 | 232.9167 | 3013.7255 | 1687.625
2023-06-30 17:00 | DK1 | 1085.0204 | 1287.4166 | 205.875 | 2578.312 | 1493.2916
2023-06-30 18:00 | DK1 | 902.6467 | 1162.5834 | 381.5 | 2446.73 | 1544.0834
2023-06-30 19:00 | DK1 | 406.5096 | 1003.7083 | 243.25 | 1653.4679 | 1246.9583
2023-06-30 20:00 | DK1 | 150.6079 | 636 | 265.6667 | 1052.2746 | 901.6667
2023-06-30 21:00 | DK1 | 43.9017 | 476.2917 | 302.7917 | 822.985 | 779.0833
2023-06-30 22:00 | DK1 | 4.7071 | 423.75 | 249.625 | 678.0821 | 673.375
2023-06-30 23:00 | DK1 | 0.83667 | 334.6667 | 266.7083 | 602.2117 | 601.375
2023-07-01 | DK1 | 0.58792 | 342.3333 | 299.5833 | 642.5046 | 641.9167
2023-07-01 01:00 | DK1 | 0.33292 | 430.9583 | 424 | 855.2913 | 854.9583
2023-07-01 02:00 | DK1 | 0.06 | 547.6667 | 551.5 | 1099.2267 | 1099.1667
2023-07-01 03:00 | DK1 | 0.057083 | 568.4167 | 469.4583 | 1037.9321 | 1037.875
2023-07-01 04:00 | DK1 | 0.79667 | 490.9583 | 426.5417 | 918.2967 | 917.5
2023-07-01 05:00 | DK1 | 11.935 | 498.375 | 467.7083 | 978.0183 | 966.0833
2023-07-01 06:00 | DK1 | 49.3112 | 574.3333 | 767.0833 | 1390.7279 | 1341.4166
2023-07-01 07:00 | DK1 | 159.6996 | 565.375 | 717.4583 | 1442.5329 | 1282.8333
2023-07-01 08:00 | DK1 | 235.03 | 805.2917 | 619.5417 | 1659.8634 | 1424.8334
2023-07-01 09:00 | DK1 | 296.1396 | 953.9167 | 323.4167 | 1573.4729 | 1277.3333
2023-07-01 10:00 | DK1 | 304.3117 | 929.0833 | 540.9167 | 1774.3117 | 1470
2023-07-01 11:00 | DK1 | 412.1421 | 802.1667 | 554.0417 | 1768.3505 | 1356.2084
2023-07-01 12:00 | DK1 | 611.0921 | 720.0833 | 639.9167 | 1971.0921 | 1360
2023-07-01 13:00 | DK1 | 527.2812 | 817.75 | 524.375 | 1869.4062 | 1342.125
2023-07-01 14:00 | DK1 | 818.4904 | 887.7083 | 569.6667 | 2275.8654 | 1457.375
2023-07-01 15:00 | DK1 | 787.675 | 921.625 | 463.75 | 2173.05 | 1385.375
2023-07-01 16:00 | DK1 | 452.3604 | 1016.1667 | 536.4167 | 2004.9438 | 1552.5834
2023-07-01 17:00 | DK1 | 455.0146 | 1206 | 791.7083 | 2452.7229 | 1997.7083
2023-07-01 18:00 | DK1 | 307.7804 | 1207.125 | 821.4167 | 2336.3221 | 2028.5417
2023-07-01 19:00 | DK1 | 228.8071 | 1216.5416 | 879.7083 | 2325.057 | 2096.2499
2023-07-01 20:00 | DK1 | 97.5204 | 1344.5416 | 838.25 | 2280.312 | 2182.7916
2023-07-01 21:00 | DK1 | 26.0475 | 1415.3334 | 1003.2917 | 2444.6726 | 2418.6251
2023-07-01 22:00 | DK1 | 1.9208 | 1431.8334 | 952.75 | 2386.5042 | 2384.5834
2023-07-01 23:00 | DK1 | 0.60667 | 1455.875 | 1042.625 | 2499.1067 | 2498.5
2023-07-02 | DK1 | 0.41375 | 1595.375 | 977.1667 | 2572.9554 | 2572.5417
2023-07-02 01:00 | DK1 | 0.2425 | 1601.3334 | 996.4583 | 2598.0342 | 2597.7917
2023-07-02 02:00 | DK1 | 0.05625 | 1739.1666 | 1028.7916 | 2768.0145 | 2767.9583
2023-07-02 03:00 | DK1 | 0.060833 | 1588.5834 | 1002.1667 | 2590.8109 | 2590.7501
2023-07-02 04:00 | DK1 | 2.2963 | 1385.4584 | 419.75 | 1807.5046 | 1805.2084
2023-07-02 05:00 | DK1 | 40.9417 | 1103.5416 | 389.0417 | 1533.5249 | 1492.5833
2023-07-02 06:00 | DK1 | 174.61 | 1142.4584 | 461.8333 | 1778.9017 | 1604.2917
2023-07-02 07:00 | DK1 | 293.6246 | 1098.3334 | 396.6667 | 1788.6246 | 1495
2023-07-02 08:00 | DK1 | 554.5175 | 1191.5 | 467.625 | 2213.6425 | 1659.125
2023-07-02 09:00 | DK1 | 824.3408 | 1551.9166 | 670.6667 | 3046.9241 | 2222.5833
2023-07-02 10:00 | DK1 | 690.7725 | 1715.2916 | 311.4167 | 2717.4808 | 2026.7083
2023-07-02 11:00 | DK1 | 480.7946 | 1750.9584 | 266.625 | 2498.378 | 2017.5834
2023-07-02 12:00 | DK1 | 684.3908 | 1805.0416 | 212.5833 | 2702.0158 | 2017.625
2023-07-02 13:00 | DK1 | 730.1558 | 1697.7084 | 140 | 2567.8642 | 1837.7084
2023-07-02 14:00 | DK1 | 513.3121 | 1975.125 | 155.5833 | 2644.0204 | 2130.7083
2023-07-02 15:00 | DK1 | 578.2396 | 2023.9166 | 154.6667 | 2756.8229 | 2178.5833
2023-07-02 16:00 | DK1 | 487.6729 | 2490.7083 | 186.375 | 3164.7562 | 2677.0833
2023-07-02 17:00 | DK1 | 373.4896 | 2842.5833 | 208.375 | 3424.4478 | 3050.9583
2023-07-02 18:00 | DK1 | 191.4512 | 2925.625 | 323.875 | 3440.9512 | 3249.5
2023-07-02 19:00 | DK1 | 220.9283 | 2852.0417 | 385.625 | 3458.5951 | 3237.6667
2023-07-02 20:00 | DK1 | 112.4008 | 3372.875 | 1067.125 | 4552.4008 | 4440
2023-07-02 21:00 | DK1 | 31.175 | 3213.4167 | 1105.0834 | 4349.6751 | 4318.5001
2023-07-02 22:00 | DK1 | 2.5762 | 3057.875 | 1085.9584 | 4146.4096 | 4143.8334
2023-07-02 23:00 | DK1 | 0.58625 | 2849.0417 | 1113.875 | 3963.503 | 3962.9167
2023-07-03 | DK1 | 0.40625 | 2623.6667 | 1118 | 3742.073 | 3741.6667
2023-07-03 01:00 | DK1 | 0.23125 | 2428.25 | 1084.5834 | 3513.0646 | 3512.8334
2023-07-03 02:00 | DK1 | 0.055417 | 2519.75 | 1087.6666 | 3607.472 | 3607.4166
2023-07-03 03:00 | DK1 | 0.058333 | 2178.5833 | 1015.625 | 3194.2666 | 3194.2083
2023-07-03 04:00 | DK1 | 2.035 | 2181.9167 | 990.0833 | 3174.0351 | 3172.0001
2023-07-03 05:00 | DK1 | 38.0496 | 2155.9583 | 1086.7916 | 3280.7995 | 3242.7499
2023-07-03 06:00 | DK1 | 207.0583 | 2011.1666 | 1059.9584 | 3278.1833 | 3071.125
2023-07-03 07:00 | DK1 | 357.6946 | 1923.4584 | 1032.9166 | 3314.0696 | 2956.375
2023-07-03 08:00 | DK1 | 569.2992 | 2442.4583 | 1056.5 | 4068.2574 | 3498.9583
2023-07-03 09:00 | DK1 | 1195.3134 | 2992.875 | 997.5833 | 5185.7717 | 3990.4583
2023-07-03 10:00 | DK1 | 1563.9363 | 2980.4167 | 1039.6666 | 5584.0197 | 4020.0834
2023-07-03 11:00 | DK1 | 1582.2892 | 2835.5833 | 1028.2084 | 5446.0808 | 3863.7916
2023-07-03 12:00 | DK1 | 1306.0321 | 2335.1667 | 1035.7916 | 4676.9905 | 3370.9584
2023-07-03 13:00 | DK1 | 843.0158 | 2707.4167 | 990.5417 | 4540.9742 | 3697.9584
2023-07-03 14:00 | DK1 | 766.8862 | 2486.9583 | 1002.4167 | 4256.2612 | 3489.3749
2023-07-03 15:00 | DK1 | 709.0571 | 2509.2083 | 971.1667 | 4189.432 | 3480.3749
2023-07-03 16:00 | DK1 | 790.8204 | 2830.4583 | 1002.9167 | 4624.1954 | 3833.3749
2023-07-03 17:00 | DK1 | 793.9121 | 2922 | 949.1667 | 4665.0788 | 3871.1667
2023-07-03 18:00 | DK1 | 686.3025 | 2771.7917 | 1055.5834 | 4513.6776 | 3827.3751
2023-07-03 19:00 | DK1 | 448.3763 | 2628.7083 | 1031.8334 | 4108.9179 | 3660.5416
2023-07-03 20:00 | DK1 | 138.8338 | 2384.2917 | 1079.2084 | 3602.3339 | 3463.5001
2023-07-03 21:00 | DK1 | 33.0013 | 1873.25 | 980.7917 | 2887.0429 | 2854.0417
2023-07-03 22:00 | DK1 | 2.8204 | 1550.3334 | 898.3333 | 2451.4871 | 2448.6667
2023-07-03 23:00 | DK1 | 0.70458 | 1128.1666 | 1025.7084 | 2154.5796 | 2153.875
2023-07-04 | DK1 | 0.47833 | 1037.0834 | 855.5417 | 1893.1034 | 1892.6251
2023-07-04 01:00 | DK1 | 0.27292 | 1000.25 | 553.5417 | 1554.0646 | 1553.7917
2023-07-04 02:00 | DK1 | 0.055 | 1047.0834 | 932.875 | 1980.0134 | 1979.9584
2023-07-04 03:00 | DK1 | 0.056667 | 937.9583 | 995.3333 | 1933.3483 | 1933.2916
2023-07-04 04:00 | DK1 | 2.1133 | 1236.6666 | 897.625 | 2136.405 | 2134.2916
2023-07-04 05:00 | DK1 | 38.6546 | 1500.5416 | 1069.2916 | 2608.4878 | 2569.8333
2023-07-04 06:00 | DK1 | 194.5813 | 1503.1666 | 951.5833 | 2649.3312 | 2454.7499
2023-07-04 07:00 | DK1 | 268.9292 | 1653.5 | 1052.3334 | 2974.7625 | 2705.8334
2023-07-04 08:00 | DK1 | 592.7171 | 1952.1666 | 1018.8333 | 3563.717 | 2970.9999
2023-07-04 09:00 | DK1 | 734.1934 | 2287.2917 | 1089 | 4110.4851 | 3376.2917
2023-07-04 10:00 | DK1 | 1034.6637 | 2619.6667 | 1080.75 | 4735.0804 | 3700.4167
2023-07-04 11:00 | DK1 | 1165.1609 | 2758.1667 | 1042.25 | 4965.5776 | 3800.4167
2023-07-04 12:00 | DK1 | 1149.475 | 2912.1667 | 1037.125 | 5098.7667 | 3949.2917
2023-07-04 13:00 | DK1 | 1072.9163 | 2919.25 | 858.625 | 4850.7913 | 3777.875
2023-07-04 14:00 | DK1 | 1033.1613 | 2854 | 520.375 | 4407.5363 | 3374.375
2023-07-04 15:00 | DK1 | 814.2633 | 2829.375 | 579 | 4222.6383 | 3408.375
2023-07-04 16:00 | DK1 | 843.4217 | 2796.1667 | 786 | 4425.5884 | 3582.1667
2023-07-04 17:00 | DK1 | 674.0463 | 2540.4167 | 1074.2084 | 4288.6714 | 3614.6251
2023-07-04 18:00 | DK1 | 496.3312 | 2322.8333 | 969.625 | 3788.7895 | 3292.4583
2023-07-04 19:00 | DK1 | 331.4513 | 2164.2083 | 848.7917 | 3344.4512 | 3012.9999
2023-07-04 20:00 | DK1 | 145.3896 | 1961.2084 | 874.0417 | 2980.6396 | 2835.2501
2023-07-04 21:00 | DK1 | 36.3654 | 1487.8334 | 781.75 | 2305.9488 | 2269.5834
2023-07-04 22:00 | DK1 | 2.9979 | 1096.0416 | 642.3333 | 1741.3729 | 1738.3749
2023-07-04 23:00 | DK1 | 0.10458 | 792.2917 | 654 | 1446.3963 | 1446.2917
2023-07-05 | DK1 | 0.049167 | 675.4167 | 487.75 | 1163.2159 | 1163.1667
2023-07-05 01:00 | DK1 | 0.025417 | 481.2083 | 386.6667 | 867.9004 | 867.875
2023-07-05 02:00 | DK1 | 0.005833 | 349.5417 | 279.5417 | 629.0891 | 629.0833
2023-07-05 03:00 | DK1 | 0.0125 | 223.7917 | 147.3333 | 371.1375 | 371.125
2023-07-05 04:00 | DK1 | 2.0575 | 182.5833 | 76.375 | 261.0158 | 258.9583
2023-07-05 05:00 | DK1 | 37.0892 | 181.5 | 87.0833 | 305.6725 | 268.5833
2023-07-05 06:00 | DK1 | 161.94 | 186.0417 | 148.7083 | 496.69 | 334.75
2023-07-05 07:00 | DK1 | 271.1208 | 202.3333 | 373.25 | 846.7041 | 575.5833
2023-07-05 08:00 | DK1 | 317.2004 | 312.1667 | 483.0833 | 1112.4504 | 795.25
2023-07-05 09:00 | DK1 | 342.5442 | 561.5417 | 669.75 | 1573.8358 | 1231.2917
2023-07-05 10:00 | DK1 | 264.0892 | 856.4167 | 840.5417 | 1961.0475 | 1696.9584
2023-07-05 11:00 | DK1 | 275.1683 | 1135.4166 | 916.5417 | 2327.1266 | 2051.9583
2023-07-05 12:00 | DK1 | 459.2213 | 1382.0416 | 862.8333 | 2704.0962 | 2244.8749
2023-07-05 13:00 | DK1 | 424.9012 | 1426.375 | 844.875 | 2696.1512 | 2271.25
2023-07-05 14:00 | DK1 | 631.9521 | 1075.5834 | 180.9583 | 1888.4938 | 1256.5417
2023-07-05 15:00 | DK1 | 511.0267 | 1183.9584 | 138 | 1832.985 | 1321.9584
2023-07-05 16:00 | DK1 | 391.8833 | 1272.2084 | 508.7917 | 2172.8834 | 1781
2023-07-05 17:00 | DK1 | 496.2687 | 1135.6666 | 360.125 | 1992.0604 | 1495.7916
2023-07-05 18:00 | DK1 | 223.8079 | 1148.2916 | 422.1667 | 1794.2662 | 1570.4583
2023-07-05 19:00 | DK1 | 153.9267 | 1056 | 452.25 | 1662.1767 | 1508.25
2023-07-05 20:00 | DK1 | 73.5254 | 1000.2083 | 568.5833 | 1642.317 | 1568.7916
2023-07-05 21:00 | DK1 | 17.6629 | 851.7083 | 639.625 | 1508.9962 | 1491.3333
2023-07-05 22:00 | DK1 | 0.2025 | 770.5417 | 759.7083 | 1530.4525 | 1530.25
2023-07-05 23:00 | DK1 | 0.077083 | 727.7917 | 1080.4584 | 1808.3271 | 1808.2501
2023-07-06 | DK1 | 0.062083 | 907.9583 | 1067.9584 | 1975.9788 | 1975.9167
2023-07-06 01:00 | DK1 | 0.035833 | 1208.125 | 1034.0834 | 2242.2442 | 2242.2084
2023-07-06 02:00 | DK1 | 0.006667 | 1718.75 | 1091.75 | 2810.5067 | 2810.5
2023-07-06 03:00 | DK1 | 0.007917 | 1932.2916 | 1017.75 | 2950.0495 | 2950.0416
2023-07-06 04:00 | DK1 | 1.0983 | 2002.25 | 995 | 2998.3483 | 2997.25
2023-07-06 05:00 | DK1 | 22.3746 | 2128.8333 | 902.8333 | 3054.0411 | 3031.6666
2023-07-06 06:00 | DK1 | 79.7521 | 2114.5833 | 933.6667 | 3128.002 | 3048.2499
2023-07-06 07:00 | DK1 | 199.7392 | 1835.8334 | 763.125 | 2798.6975 | 2598.9584
2023-07-06 08:00 | DK1 | 464.1229 | 1906.4166 | 725.75 | 3096.2896 | 2632.1666
2023-07-06 09:00 | DK1 | 784.93 | 2221.4167 | 825.6667 | 3832.0134 | 3047.0834
2023-07-06 10:00 | DK1 | 1097.0321 | 2305.8333 | 964.125 | 4366.9904 | 3269.9583
2023-07-06 11:00 | DK1 | 1132.5433 | 2365 | 902.8333 | 4400.3766 | 3267.8333
2023-07-06 12:00 | DK1 | 1113.3413 | 2500.0833 | 773.875 | 4387.2996 | 3273.9583
2023-07-06 13:00 | DK1 | 1212.3796 | 2398.2917 | 809.75 | 4420.4214 | 3208.0417
2023-07-06 14:00 | DK1 | 1263.3625 | 2426.4167 | 702.125 | 4391.9043 | 3128.5417
2023-07-06 15:00 | DK1 | 1240.3562 | 2424.2083 | 623.75 | 4288.3145 | 3047.9583
2023-07-06 16:00 | DK1 | 1085.5917 | 2464.1667 | 519.875 | 4069.6334 | 2984.0417
2023-07-06 17:00 | DK1 | 1032.3413 | 2207.8333 | 467.5 | 3707.6746 | 2675.3333
2023-07-06 18:00 | DK1 | 802.785 | 1913.25 | 572.4167 | 3288.4517 | 2485.6667
2023-07-06 19:00 | DK1 | 461.7279 | 1617.5834 | 515.5 | 2594.8113 | 2133.0834
2023-07-06 20:00 | DK1 | 148.0992 | 1340.875 | 528.6667 | 2017.6409 | 1869.5417
2023-07-06 21:00 | DK1 | 31.0558 | 884.2083 | 372.0417 | 1287.3058 | 1256.25
2023-07-06 22:00 | DK1 | 1.6283 | 656.5 | 326.2083 | 984.3367 | 982.7083
2023-07-06 23:00 | DK1 | 0.049167 | 654.1667 | 349.7083 | 1003.9242 | 1003.875
2023-07-07 | DK1 | 0.042083 | 645.7917 | 377.125 | 1022.9588 | 1022.9167
2023-07-07 01:00 | DK1 | 0.027083 | 675.375 | 380.3333 | 1055.7354 | 1055.7083
2023-07-07 02:00 | DK1 | 0.004583 | 669.7917 | 339.6667 | 1009.4629 | 1009.4583
2023-07-07 03:00 | DK1 | 0.009167 | 632.7917 | 319.0833 | 951.8842 | 951.875
2023-07-07 04:00 | DK1 | 1.6971 | 588.5417 | 294.3333 | 884.5721 | 882.875
2023-07-07 05:00 | DK1 | 33.1963 | 509.9167 | 292.8333 | 835.9463 | 802.75
2023-07-07 06:00 | DK1 | 178.2508 | 404.375 | 253.6667 | 836.2925 | 658.0417
2023-07-07 07:00 | DK1 | 359.8683 | 266.6667 | 194.7083 | 821.2433 | 461.375
2023-07-07 08:00 | DK1 | 720.6783 | 286 | 184.5 | 1191.1783 | 470.5
2023-07-07 09:00 | DK1 | 1085.1188 | 431.7083 | 148.2083 | 1665.0354 | 579.9167
2023-07-07 10:00 | DK1 | 1263.7612 | 423.1667 | 91.375 | 1778.3029 | 514.5417
2023-07-07 11:00 | DK1 | 1517.5825 | 404.7917 | 61.9583 | 1984.3325 | 466.75
2023-07-07 12:00 | DK1 | 1644.9308 | 409.7083 | 29.3333 | 2083.9725 | 439.0417
2023-07-07 13:00 | DK1 | 1670.1512 | 433.2083 | 21.1667 | 2124.5263 | 454.375
2023-07-07 14:00 | DK1 | 1622.6687 | 463.2917 | 28.125 | 2114.0854 | 491.4167
2023-07-07 15:00 | DK1 | 1507.0817 | 478.7917 | 42.8333 | 2028.7067 | 521.625
2023-07-07 16:00 | DK1 | 1443.1916 | 488.75 | 35.125 | 1967.0666 | 523.875
2023-07-07 17:00 | DK1 | 1199.2225 | 424.4167 | 17.9167 | 1641.5559 | 442.3333
2023-07-07 18:00 | DK1 | 882.8292 | 338.1667 | 21.1667 | 1242.1625 | 359.3333
2023-07-07 19:00 | DK1 | 479.2613 | 236.75 | 34.0417 | 750.0529 | 270.7917
2023-07-07 20:00 | DK1 | 155.0558 | 142.7083 | 25 | 322.7642 | 167.7083
2023-07-07 21:00 | DK1 | 33.51 | 105.7083 | 21.75 | 160.9683 | 127.4583
2023-07-07 22:00 | DK1 | 1.8908 | 75.7083 | 9.625 | 87.2242 | 85.3333
2023-07-07 23:00 | DK1 | 0.20292 | 57.375 | 2.7917 | 60.3696 | 60.1667
2023-07-08 | DK1 | 0.046667 | 43 | 19.75 | 62.7967 | 62.75
2023-07-08 01:00 | DK1 | 0.0275 | 40.0417 | 1.9583 | 42.0275 | 42
2023-07-08 02:00 | DK1 | 0.005417 | 43.75 | 4.5833 | 48.3387 | 48.3333
2023-07-08 03:00 | DK1 | 0.007083 | 45.2917 | 9.2083 | 54.5071 | 54.5
2023-07-08 04:00 | DK1 | 1.9638 | 56.8333 | 8.5833 | 67.3804 | 65.4167
2023-07-08 05:00 | DK1 | 41.8921 | 58.75 | 17.0417 | 117.6837 | 75.7917
2023-07-08 06:00 | DK1 | 166.4683 | 55.4167 | 24.4583 | 246.3433 | 79.875
2023-07-08 07:00 | DK1 | 353.4121 | 67.9167 | 31.25 | 452.5787 | 99.1667
2023-07-08 08:00 | DK1 | 780.9996 | 34.875 | 24.625 | 840.4996 | 59.5
2023-07-08 09:00 | DK1 | 1260.538 | 28.375 | 15.7917 | 1304.7046 | 44.1667
2023-07-08 10:00 | DK1 | 1600.295 | 36.7083 | 15.125 | 1652.1284 | 51.8333
2023-07-08 11:00 | DK1 | 1831.0737 | 53.9583 | 19.7083 | 1904.7404 | 73.6667
2023-07-08 12:00 | DK1 | 1904.4554 | 54.8333 | 15.3333 | 1974.6221 | 70.1667
2023-07-08 13:00 | DK1 | 1883.6442 | 83.5417 | 5.8333 | 1973.0192 | 89.375
2023-07-08 14:00 | DK1 | 1821.4021 | 100 | 12.375 | 1933.7771 | 112.375
2023-07-08 15:00 | DK1 | 1745.8154 | 104.4167 | 8.1667 | 1858.3988 | 112.5833
2023-07-08 16:00 | DK1 | 1563.7771 | 85.9583 | 13.1667 | 1662.9021 | 99.125
2023-07-08 17:00 | DK1 | 1252.1666 | 98.5417 | 42.9583 | 1393.6666 | 141.5
2023-07-08 18:00 | DK1 | 884.6504 | 95.875 | 61.75 | 1042.2754 | 157.625
2023-07-08 19:00 | DK1 | 480.4404 | 77.4583 | 87.6667 | 645.5654 | 165.125
2023-07-08 20:00 | DK1 | 153.8687 | 87.8333 | 97.7917 | 339.4937 | 185.625
2023-07-08 21:00 | DK1 | 28.2838 | 147.9583 | 84 | 260.2421 | 231.9583
2023-07-08 22:00 | DK1 | 1.2979 | 246.7083 | 121.7917 | 369.7979 | 368.5
2023-07-08 23:00 | DK1 | 0.043333 | 258 | 106.0833 | 364.1267 | 364.0833
2023-07-09 | DK1 | 0.041667 | 180.25 | 196.1667 | 376.4583 | 376.4167
2023-07-09 01:00 | DK1 | 0.025 | 209.0417 | 209.625 | 418.6917 | 418.6667
2023-07-09 02:00 | DK1 | 0.004583 | 192.4583 | 209.125 | 401.5879 | 401.5833
2023-07-09 03:00 | DK1 | 0.00625 | 213.9583 | 209.0833 | 423.0479 | 423.0417
2023-07-09 04:00 | DK1 | 1.9321 | 217 | 215.7917 | 434.7238 | 432.7917
2023-07-09 05:00 | DK1 | 40.7675 | 234.2917 | 206.4583 | 481.5175 | 440.75
2023-07-09 06:00 | DK1 | 193.4379 | 263.25 | 220.75 | 677.4379 | 484
2023-07-09 07:00 | DK1 | 390.4062 | 250.375 | 289.6667 | 930.4479 | 540.0417
2023-07-09 08:00 | DK1 | 776.1642 | 151.5833 | 342.5833 | 1270.3309 | 494.1667
2023-07-09 09:00 | DK1 | 1263.0504 | 186.875 | 306.5833 | 1756.5088 | 493.4583
2023-07-09 10:00 | DK1 | 1580.5442 | 238.7083 | 356.4583 | 2175.7109 | 595.1667
2023-07-09 11:00 | DK1 | 1822.9454 | 337.4583 | 445 | 2605.4038 | 782.4583
2023-07-09 12:00 | DK1 | 1892.7509 | 395.4583 | 439.625 | 2727.8342 | 835.0833
2023-07-09 13:00 | DK1 | 1857.202 | 473.4167 | 375.7917 | 2706.4103 | 849.2083
2023-07-09 14:00 | DK1 | 1793.3646 | 459.125 | 423.5833 | 2676.073 | 882.7083
2023-07-09 15:00 | DK1 | 1594.8292 | 456.875 | 470.5417 | 2522.2459 | 927.4167
2023-07-09 16:00 | DK1 | 1320.2308 | 431.5417 | 555.9583 | 2307.7308 | 987.5
2023-07-09 17:00 | DK1 | 857.6454 | 440.5833 | 524.0833 | 1822.3121 | 964.6667
2023-07-09 18:00 | DK1 | 679.8821 | 535.6667 | 442.125 | 1657.6738 | 977.7917
2023-07-09 19:00 | DK1 | 314.7004 | 441.2083 | 320.4583 | 1076.3671 | 761.6667
2023-07-09 20:00 | DK1 | 107.2008 | 465.1667 | 215.375 | 787.7425 | 680.5417
2023-07-09 21:00 | DK1 | 20.9587 | 473.625 | 6.75 | 501.3338 | 480.375
2023-07-09 22:00 | DK1 | 0.17625 | 505.7917 | 61.6667 | 567.6346 | 567.4583
2023-07-09 23:00 | DK1 | 0.049167 | 485.5833 | 200.2917 | 685.9242 | 685.875
2023-07-10 | DK1 | 0.042083 | 274.5833 | 50.5833 | 325.2088 | 325.1667
2023-07-10 01:00 | DK1 | 0.024167 | 158.3333 | 52.1667 | 210.5242 | 210.5
2023-07-10 02:00 | DK1 | 0.005 | 90.4167 | 46.1667 | 136.5883 | 136.5833
2023-07-10 03:00 | DK1 | 0.005417 | 95.4583 | 17.7083 | 113.1721 | 113.1667
2023-07-10 04:00 | DK1 | 0.74625 | 118.1667 | 18.0833 | 136.9962 | 136.25
2023-07-10 05:00 | DK1 | 15.3833 | 148.6667 | 67.0833 | 231.1333 | 215.75
2023-07-10 06:00 | DK1 | 40.2908 | 177.2083 | 159 | 376.4992 | 336.2083
2023-07-10 07:00 | DK1 | 56.4663 | 219.4167 | 253.4583 | 529.3413 | 472.875
2023-07-10 08:00 | DK1 | 114.3308 | 186.375 | 182.25 | 482.9558 | 368.625
2023-07-10 09:00 | DK1 | 126.9696 | 201.1667 | 276.9583 | 605.0946 | 478.125
2023-07-10 10:00 | DK1 | 188.2671 | 228.875 | 333.4583 | 750.6004 | 562.3333
2023-07-10 11:00 | DK1 | 297.83 | 221.375 | 204 | 723.205 | 425.375
2023-07-10 12:00 | DK1 | 451.8421 | 242.0417 | 184.5833 | 878.4671 | 426.625
2023-07-10 13:00 | DK1 | 585.3579 | 303.375 | 174 | 1062.7329 | 477.375
2023-07-10 14:00 | DK1 | 842.5183 | 370.0417 | 373.1667 | 1585.7266 | 743.2083
2023-07-10 15:00 | DK1 | 1032.6062 | 519.6667 | 274.5 | 1826.7729 | 794.1667
2023-07-10 16:00 | DK1 | 1009.0129 | 733 | 200.125 | 1942.1379 | 933.125
2023-07-10 17:00 | DK1 | 881.3046 | 746.1667 | 418.8333 | 2046.3046 | 1165
2023-07-10 18:00 | DK1 | 754.5121 | 746.9583 | 346.2917 | 1847.7621 | 1093.25
2023-07-10 19:00 | DK1 | 426.8662 | 619.7917 | 230.4167 | 1277.0746 | 850.2084
2023-07-10 20:00 | DK1 | 134.6325 | 489.25 | 234.9167 | 858.7992 | 724.1667
2023-07-10 21:00 | DK1 | 28.3971 | 304.0417 | 203.5 | 535.9387 | 507.5417
2023-07-10 22:00 | DK1 | 1.0217 | 272.4583 | 163.1667 | 436.6467 | 435.625
2023-07-10 23:00 | DK1 | 0.055833 | 244.25 | 198.3333 | 442.6392 | 442.5833
2023-07-11 | DK1 | 0.045 | 254.875 | 69.0833 | 324.0033 | 323.9583
2023-07-11 01:00 | DK1 | 0.021667 | 250.625 | 50.625 | 301.2717 | 301.25
2023-07-11 02:00 | DK1 | 0.004583 | 177.875 | 41.375 | 219.2546 | 219.25
2023-07-11 03:00 | DK1 | 0.005 | 179.5 | 70.9583 | 250.4633 | 250.4583
2023-07-11 04:00 | DK1 | 1.4421 | 281.4583 | 117.4583 | 400.3588 | 398.9167
2023-07-11 05:00 | DK1 | 29.6775 | 307.7917 | 176.5 | 513.9692 | 484.2917
2023-07-11 06:00 | DK1 | 166.0437 | 407.7083 | 279.7917 | 853.5437 | 687.5
2023-07-11 07:00 | DK1 | 320.7129 | 308.4583 | 493.0833 | 1122.2546 | 801.5417
2023-07-11 08:00 | DK1 | 383.5779 | 326.5 | 458.3333 | 1168.4113 | 784.8333
2023-07-11 09:00 | DK1 | 396.5108 | 407.875 | 561.25 | 1365.6358 | 969.125
2023-07-11 10:00 | DK1 | 632.9384 | 456.5417 | 675.2083 | 1764.6883 | 1131.75
2023-07-11 11:00 | DK1 | 697.8592 | 589.0833 | 672.4167 | 1959.3592 | 1261.5
2023-07-11 12:00 | DK1 | 511.8213 | 750.0833 | 695.4583 | 1957.3629 | 1445.5416
2023-07-11 13:00 | DK1 | 634.7571 | 898.625 | 700.2917 | 2233.6738 | 1598.9167
2023-07-11 14:00 | DK1 | 775.7192 | 1092.2084 | 656.25 | 2524.1776 | 1748.4584
2023-07-11 15:00 | DK1 | 640.7938 | 1179.1666 | 790.5833 | 2610.5437 | 1969.7499
2023-07-11 16:00 | DK1 | 530.2516 | 1227.9584 | 993.25 | 2751.46 | 2221.2084
2023-07-11 17:00 | DK1 | 385.1904 | 1115.25 | 851 | 2351.4404 | 1966.25
2023-07-11 18:00 | DK1 | 294.3258 | 1144 | 749.875 | 2188.2008 | 1893.875
2023-07-11 19:00 | DK1 | 167.9892 | 986.7917 | 817.6667 | 1972.4475 | 1804.4584
2023-07-11 20:00 | DK1 | 67.0617 | 1007 | 831.75 | 1905.8117 | 1838.75
2023-07-11 21:00 | DK1 | 17.5975 | 920.875 | 660.4167 | 1598.8892 | 1581.2917
2023-07-11 22:00 | DK1 | 0.565 | 779.2917 | 504.2917 | 1284.1483 | 1283.5833
2023-07-11 23:00 | DK1 | 0.063333 | 492.2083 | 413.9583 | 906.23 | 906.1667
2023-07-12 | DK1 | 0.045 | 349.4167 | 163.5 | 512.9617 | 512.9167
2023-07-12 01:00 | DK1 | 0.022917 | 229.8333 | 136.9583 | 366.8146 | 366.7917
2023-07-12 02:00 | DK1 | 0.004583 | 217.375 | 287.375 | 504.7546 | 504.75
2023-07-12 03:00 | DK1 | 0.004583 | 176.875 | 339.75 | 516.6296 | 516.625
2023-07-12 04:00 | DK1 | 0.72958 | 141.7083 | 263.2917 | 405.7296 | 405
2023-07-12 05:00 | DK1 | 14.7379 | 83.25 | 252.9583 | 350.9462 | 336.2083
2023-07-12 06:00 | DK1 | 42.4404 | 62.0417 | 253.0417 | 357.5238 | 315.0833
2023-07-12 07:00 | DK1 | 143.1313 | 52.375 | 101.375 | 296.8813 | 153.75
2023-07-12 08:00 | DK1 | 183.8904 | 59.625 | 102.9583 | 346.4737 | 162.5833
2023-07-12 09:00 | DK1 | 368.8254 | 127.5 | 159.3333 | 655.6587 | 286.8333
2023-07-12 10:00 | DK1 | 575.2584 | 195.75 | 233.2083 | 1004.2167 | 428.9583
2023-07-12 11:00 | DK1 | 731.4446 | 270.2917 | 241.7083 | 1243.4446 | 512
2023-07-12 12:00 | DK1 | 964.8492 | 557.375 | 349.75 | 1871.9742 | 907.125
2023-07-12 13:00 | DK1 | 1289.4012 | 962.0417 | 360.625 | 2612.0679 | 1322.6667
2023-07-12 14:00 | DK1 | 1224.6438 | 1182.625 | 492.5417 | 2899.8105 | 1675.1667
2023-07-12 15:00 | DK1 | 1253.8125 | 1408.2916 | 523.875 | 3185.9791 | 1932.1666
2023-07-12 16:00 | DK1 | 1071.0542 | 1646 | 554.5 | 3271.5542 | 2200.5
2023-07-12 17:00 | DK1 | 978.2071 | 1576.0834 | 489.5417 | 3043.8321 | 2065.625
2023-07-12 18:00 | DK1 | 720.5321 | 1332.8334 | 510.5417 | 2563.9071 | 1843.375
2023-07-12 19:00 | DK1 | 394.2617 | 1194.125 | 500.75 | 2089.1367 | 1694.875
2023-07-12 20:00 | DK1 | 140.7263 | 1099.0834 | 619.625 | 1859.4346 | 1718.7084
2023-07-12 21:00 | DK1 | 26.6746 | 785.5833 | 427.0417 | 1239.2996 | 1212.625
2023-07-12 22:00 | DK1 | 1.1333 | 681 | 598.125 | 1280.2583 | 1279.125
2023-07-12 23:00 | DK1 | 0.05125 | 735.375 | 554.875 | 1290.3012 | 1290.25
2023-07-13 | DK1 | 0.041667 | 849.9583 | 728.5833 | 1578.5833 | 1578.5416
2023-07-13 01:00 | DK1 | 0.025 | 807.2917 | 532.2917 | 1339.6084 | 1339.5834
2023-07-13 02:00 | DK1 | 0.004583 | 888.5 | 613.0833 | 1501.5879 | 1501.5833
2023-07-13 03:00 | DK1 | 0.004167 | 785.1667 | 758.7083 | 1543.8792 | 1543.875
2023-07-13 04:00 | DK1 | 0.92167 | 820.875 | 695.5 | 1517.2967 | 1516.375
2023-07-13 05:00 | DK1 | 20.59 | 776.0833 | 625.875 | 1422.5483 | 1401.9583
2023-07-13 06:00 | DK1 | 128.9487 | 693.3333 | 569.7917 | 1392.0737 | 1263.125
2023-07-13 07:00 | DK1 | 273.1958 | 605.4167 | 596.7917 | 1475.4042 | 1202.2084
2023-07-13 08:00 | DK1 | 534.0371 | 660.7917 | 476.625 | 1671.4538 | 1137.4167
2023-07-13 09:00 | DK1 | 823.2554 | 958.75 | 392.2083 | 2174.2138 | 1350.9583
2023-07-13 10:00 | DK1 | 744.5171 | 1135.75 | 375.5833 | 2255.8504 | 1511.3333
2023-07-13 11:00 | DK1 | 922.5312 | 1182.4166 | 432.5 | 2537.4479 | 1614.9166
2023-07-13 12:00 | DK1 | 882.9704 | 1148.6666 | 318.9583 | 2350.5954 | 1467.625
2023-07-13 13:00 | DK1 | 1021.6259 | 1187.7916 | 205.8333 | 2415.2508 | 1393.625
2023-07-13 14:00 | DK1 | 806.9329 | 1175.125 | 208.5417 | 2190.5996 | 1383.6667
2023-07-13 15:00 | DK1 | 900.3312 | 1249.8334 | 186.75 | 2336.9146 | 1436.5834
2023-07-13 16:00 | DK1 | 818.6546 | 1323.625 | 220.3333 | 2362.6129 | 1543.9583
2023-07-13 17:00 | DK1 | 703.1896 | 1262.625 | 314.9583 | 2280.7729 | 1577.5833
2023-07-13 18:00 | DK1 | 566.0917 | 1324.25 | 364.4583 | 2254.8 | 1688.7083
2023-07-13 19:00 | DK1 | 333.0696 | 1158.5834 | 158.0833 | 1649.7363 | 1316.6667
2023-07-13 20:00 | DK1 | 114.7771 | 998.375 | 207.9167 | 1321.0688 | 1206.2917
2023-07-13 21:00 | DK1 | 23.2771 | 689.9583 | 210.6667 | 923.9021 | 900.625
2023-07-13 22:00 | DK1 | 0.80708 | 620.3333 | 284.0417 | 905.1821 | 904.375
2023-07-13 23:00 | DK1 | 0.05125 | 631 | 259.25 | 890.3012 | 890.25
2023-07-14 | DK1 | 0.0475 | 644.2917 | 366.6667 | 1011.0058 | 1010.9583
2023-07-14 01:00 | DK1 | 0.02625 | 598.25 | 352 | 950.2763 | 950.25
2023-07-14 02:00 | DK1 | 0.005 | 557.0417 | 563 | 1120.0467 | 1120.0417
2023-07-14 03:00 | DK1 | 0.005417 | 505.6667 | 522.4167 | 1028.0888 | 1028.0833
2023-07-14 04:00 | DK1 | 1.0483 | 585.7917 | 466.75 | 1053.59 | 1052.5417
2023-07-14 05:00 | DK1 | 23.9387 | 552.625 | 313.9583 | 890.5221 | 866.5833
2023-07-14 06:00 | DK1 | 135.4083 | 418.875 | 173 | 727.2833 | 591.875
2023-07-14 07:00 | DK1 | 277.1371 | 346.0417 | 155.6667 | 778.8454 | 501.7083
2023-07-14 08:00 | DK1 | 538.1887 | 269.375 | 120.5833 | 928.1471 | 389.9583
2023-07-14 09:00 | DK1 | 890.3229 | 387.9583 | 151.7083 | 1429.9896 | 539.6667
2023-07-14 10:00 | DK1 | 1027.2225 | 415.625 | 136.4167 | 1579.2642 | 552.0417
2023-07-14 11:00 | DK1 | 1159.1083 | 456.875 | 147.25 | 1763.2333 | 604.125
2023-07-14 12:00 | DK1 | 1082.2625 | 480.7917 | 158.625 | 1721.6791 | 639.4167
2023-07-14 13:00 | DK1 | 1055.7659 | 488.375 | 258.4583 | 1802.5992 | 746.8333
2023-07-14 14:00 | DK1 | 1065.7887 | 457.625 | 340.5833 | 1863.997 | 798.2083
2023-07-14 15:00 | DK1 | 978.785 | 359.4167 | 227.7917 | 1565.9933 | 587.2083
2023-07-14 16:00 | DK1 | 863.7921 | 285.4167 | 237.7917 | 1387.0004 | 523.2083
2023-07-14 17:00 | DK1 | 695.9429 | 218.7917 | 166.0833 | 1080.8179 | 384.875
2023-07-14 18:00 | DK1 | 472.4667 | 171.8333 | 162.125 | 806.425 | 333.9583
2023-07-14 19:00 | DK1 | 229.415 | 187.0417 | 143.6667 | 560.1233 | 330.7083
2023-07-14 20:00 | DK1 | 79.2142 | 154.3333 | 147.0417 | 380.5892 | 301.375
2023-07-14 21:00 | DK1 | 16.6821 | 173.8333 | 109.9167 | 300.4321 | 283.75
2023-07-14 22:00 | DK1 | 0.18125 | 292.5833 | 129.625 | 422.3896 | 422.2083
2023-07-14 23:00 | DK1 | 0.065417 | 424.5417 | 270.625 | 695.2321 | 695.1667
2023-07-15 | DK1 | 0.046667 | 558.1667 | 485.125 | 1043.3384 | 1043.2917
2023-07-15 01:00 | DK1 | 0.029167 | 649.0417 | 297.4583 | 946.5292 | 946.5
2023-07-15 02:00 | DK1 | 0.005 | 721.5833 | 508.5 | 1230.0883 | 1230.0833
2023-07-15 03:00 | DK1 | 0.005417 | 772.0833 | 574.6667 | 1346.7554 | 1346.75
2023-07-15 04:00 | DK1 | 0.45792 | 884.3333 | 666.3333 | 1551.1245 | 1550.6666
2023-07-15 05:00 | DK1 | 9.0967 | 1066 | 699 | 1774.0967 | 1765
2023-07-15 06:00 | DK1 | 32.6487 | 1275.375 | 938.75 | 2246.7737 | 2214.125
2023-07-15 07:00 | DK1 | 127.7237 | 1481.875 | 1062.625 | 2672.2237 | 2544.5
2023-07-15 08:00 | DK1 | 264.3125 | 1632.4166 | 1009.2083 | 2905.9374 | 2641.6249
2023-07-15 09:00 | DK1 | 345.0175 | 1775.1666 | 1010.625 | 3130.8091 | 2785.7916
2023-07-15 10:00 | DK1 | 578.1866 | 1478.125 | 998.8333 | 3055.145 | 2476.9583
2023-07-15 11:00 | DK1 | 775.9238 | 1395 | 935.75 | 3106.6738 | 2330.75
2023-07-15 12:00 | DK1 | 1107.1025 | 1658.3334 | 504.2917 | 3269.7276 | 2162.625
2023-07-15 13:00 | DK1 | 1097.4004 | 1683.7084 | 314.2917 | 3095.4004 | 1998
2023-07-15 14:00 | DK1 | 1114.7421 | 1612.625 | 447 | 3174.3671 | 2059.625
2023-07-15 15:00 | DK1 | 755.9692 | 1652.9584 | 519.375 | 2928.3026 | 2172.3334
2023-07-15 16:00 | DK1 | 817.9583 | 1623.6666 | 452.1667 | 2893.7916 | 2075.8333
2023-07-15 17:00 | DK1 | 562.9633 | 1219.875 | 351.1667 | 2134.005 | 1571.0417
2023-07-15 18:00 | DK1 | 299.8108 | 662.2917 | 115.5417 | 1077.6442 | 777.8334
2023-07-15 19:00 | DK1 | 191.9208 | 300.5417 | 170.2917 | 662.7542 | 470.8333
2023-07-15 20:00 | DK1 | 53.8929 | 373.0417 | 220.7083 | 647.6429 | 593.75
2023-07-15 21:00 | DK1 | 8.9321 | 514 | 307.875 | 830.8071 | 821.875
2023-07-15 22:00 | DK1 | 0.05375 | 479.1667 | 447.0417 | 926.2621 | 926.2083
2023-07-15 23:00 | DK1 | 0.063333 | 512.6667 | 442.9583 | 955.6884 | 955.625
2023-07-16 | DK1 | 0.046667 | 584.625 | 838.5 | 1423.1717 | 1423.125
2023-07-16 01:00 | DK1 | 0.022917 | 768.8333 | 741.0417 | 1509.8979 | 1509.875
2023-07-16 02:00 | DK1 | 0.005 | 1073.5416 | 705.5417 | 1779.0883 | 1779.0833
2023-07-16 03:00 | DK1 | 0.005 | 1249.7084 | 675.375 | 1925.0884 | 1925.0834
2023-07-16 04:00 | DK1 | 0.87125 | 1506.6666 | 709.125 | 2216.6629 | 2215.7916
2023-07-16 05:00 | DK1 | 20.6762 | 1498.0416 | 623 | 2141.7179 | 2121.0416
2023-07-16 06:00 | DK1 | 79.5304 | 1492.2916 | 669 | 2240.822 | 2161.2916
2023-07-16 07:00 | DK1 | 170.6221 | 1285.625 | 724.1667 | 2180.4138 | 2009.7917
2023-07-16 08:00 | DK1 | 304.8054 | 1746.0416 | 692.5833 | 2743.4304 | 2438.6249
2023-07-16 09:00 | DK1 | 501.7371 | 2349.5417 | 695.4583 | 3546.7372 | 3045.0001
2023-07-16 10:00 | DK1 | 426.8592 | 2127.5 | 297 | 2851.3592 | 2424.5
2023-07-16 11:00 | DK1 | 422.1325 | 2233.875 | 306.125 | 2962.1325 | 2540
2023-07-16 12:00 | DK1 | 514.3683 | 2402.1667 | 339.75 | 3256.2851 | 2741.9167
2023-07-16 13:00 | DK1 | 543.1717 | 2614.6667 | 263.4583 | 3421.2968 | 2878.1251
2023-07-16 14:00 | DK1 | 538.1613 | 2720.375 | 266.4167 | 3524.9529 | 2986.7917
2023-07-16 15:00 | DK1 | 554.2117 | 2162.75 | 273.8333 | 2990.795 | 2436.5833
2023-07-16 16:00 | DK1 | 395.7121 | 1952.7084 | 306.6667 | 2655.0871 | 2259.375
2023-07-16 17:00 | DK1 | 321.3146 | 3032.5417 | 325.5 | 3679.3563 | 3358.0417
2023-07-16 18:00 | DK1 | 252.3825 | 2247.0417 | 560.2083 | 3059.6326 | 2807.2501
2023-07-16 19:00 | DK1 | 240.41 | 2902.125 | 957.7917 | 4100.3267 | 3859.9167
2023-07-16 20:00 | DK1 | 81.5433 | 2932.9583 | 1057.4584 | 4071.96 | 3990.4166
2023-07-16 21:00 | DK1 | 14.0242 | 2589.4583 | 996.8333 | 3600.3157 | 3586.2916
2023-07-16 22:00 | DK1 | 0.11417 | 2251.8333 | 1090.5834 | 3342.5308 | 3342.4166
2023-07-16 23:00 | DK1 | 0.05875 | 1926.1666 | 1034.9584 | 2961.1838 | 2961.125
2023-07-17 | DK1 | 0.045 | 1703.8334 | 1039.8334 | 2743.7117 | 2743.6667
2023-07-17 01:00 | DK1 | 0.02625 | 1523.5 | 1036.4584 | 2559.9846 | 2559.9584
2023-07-17 02:00 | DK1 | 0.005 | 1492.4166 | 1013.75 | 2506.1716 | 2506.1666
2023-07-17 03:00 | DK1 | 0.004583 | 1526.5834 | 997.7917 | 2524.3796 | 2524.3751
2023-07-17 04:00 | DK1 | 0.58917 | 1464.4584 | 966.9167 | 2431.9642 | 2431.3751
2023-07-17 05:00 | DK1 | 9.1758 | 1392.3334 | 998.75 | 2400.2592 | 2391.0834
2023-07-17 06:00 | DK1 | 67.1871 | 1270.625 | 1015.125 | 2352.9371 | 2285.75
2023-07-17 07:00 | DK1 | 185.5063 | 1157.125 | 992.9583 | 2335.5896 | 2150.0833
2023-07-17 08:00 | DK1 | 351.56 | 1330.4584 | 939.8333 | 2621.8517 | 2270.2917
2023-07-17 09:00 | DK1 | 556.3613 | 1707.625 | 956.5 | 3220.4863 | 2664.125
2023-07-17 10:00 | DK1 | 815.5992 | 1697.6666 | 994.1667 | 3507.4325 | 2691.8333
2023-07-17 11:00 | DK1 | 951.9858 | 1975.4584 | 869.9583 | 3797.4025 | 2845.4167
2023-07-17 12:00 | DK1 | 1058.3149 | 2146.375 | 829.25 | 4033.9399 | 2975.625
2023-07-17 13:00 | DK1 | 1066.2609 | 2275.1667 | 811.3333 | 4152.7609 | 3086.5001
2023-07-17 14:00 | DK1 | 936.5692 | 2491.6667 | 870.9167 | 4299.1526 | 3362.5834
2023-07-17 15:00 | DK1 | 921.1667 | 2682.625 | 630.0833 | 4233.875 | 3312.7083
2023-07-17 16:00 | DK1 | 922.6921 | 2685.9583 | 795.875 | 4404.5253 | 3481.8333
2023-07-17 17:00 | DK1 | 714.0892 | 2676.4583 | 827.5833 | 4218.1307 | 3504.0416
2023-07-17 18:00 | DK1 | 489.8213 | 2466.25 | 946.0833 | 3902.1546 | 3412.3333
2023-07-17 19:00 | DK1 | 307.2629 | 2451.2083 | 870.0833 | 3628.5545 | 3321.2916
2023-07-17 20:00 | DK1 | 117.8246 | 2323.2917 | 970.2083 | 3411.3246 | 3293.5001
2023-07-17 21:00 | DK1 | 22.3388 | 1820.2084 | 936.0417 | 2778.5888 | 2756.2501
2023-07-17 22:00 | DK1 | 0.52583 | 1582.125 | 989.625 | 2572.2758 | 2571.75
2023-07-17 23:00 | DK1 | 0.069167 | 1471.8334 | 916.2917 | 2388.1942 | 2388.1251
2023-07-18 | DK1 | 0.049583 | 1396.75 | 890.75 | 2287.5496 | 2287.5
2023-07-18 01:00 | DK1 | 0.024167 | 1296.6666 | 967.2917 | 2263.9825 | 2263.9583
2023-07-18 02:00 | DK1 | 0.005 | 1390.375 | 855 | 2245.38 | 2245.375
2023-07-18 03:00 | DK1 | 0.005 | 1276.5834 | 862.75 | 2139.3384 | 2139.3334
2023-07-18 04:00 | DK1 | 0.82958 | 1244.3334 | 772.75 | 2017.913 | 2017.0834
2023-07-18 05:00 | DK1 | 14.2092 | 1186.6666 | 687.7917 | 1888.6675 | 1874.4583
2023-07-18 06:00 | DK1 | 113.0067 | 1171.2084 | 608 | 1892.215 | 1779.2084
2023-07-18 07:00 | DK1 | 237.7496 | 1035.375 | 612.0833 | 1885.2079 | 1647.4583
2023-07-18 08:00 | DK1 | 534.9042 | 1161.625 | 584.125 | 2280.6542 | 1745.75
2023-07-18 09:00 | DK1 | 878.7021 | 1673.75 | 643.875 | 3196.3271 | 2317.625
2023-07-18 10:00 | DK1 | 1073.5551 | 1784.5834 | 643.5 | 3501.6384 | 2428.0834
2023-07-18 11:00 | DK1 | 976.6383 | 1659.75 | 658.875 | 3295.2633 | 2318.625
2023-07-18 12:00 | DK1 | 973.0371 | 1611.7084 | 562.7917 | 3147.5372 | 2174.5001
2023-07-18 13:00 | DK1 | 973.3538 | 1661.25 | 517.875 | 3152.4788 | 2179.125
2023-07-18 14:00 | DK1 | 839.1238 | 1695.9166 | 482.3333 | 3017.3737 | 2178.25
2023-07-18 15:00 | DK1 | 862.2363 | 1737.2084 | 264.8333 | 2864.278 | 2002.0417
2023-07-18 16:00 | DK1 | 916.3996 | 1697.1666 | 282.6667 | 2896.2329 | 1979.8333
2023-07-18 17:00 | DK1 | 780.1642 | 1649.25 | 316.9583 | 2746.3725 | 1966.2083
2023-07-18 18:00 | DK1 | 586.0659 | 1529.4166 | 296.1667 | 2411.6491 | 1825.5833
2023-07-18 19:00 | DK1 | 361.4871 | 1324.625 | 223.125 | 1909.2371 | 1547.75
2023-07-18 20:00 | DK1 | 105.7825 | 1184.9584 | 408.4167 | 1699.1575 | 1593.375
2023-07-18 21:00 | DK1 | 21.3071 | 850.5417 | 298.4583 | 1170.3071 | 1149
2023-07-18 22:00 | DK1 | 0.12792 | 749.3333 | 389.375 | 1138.8362 | 1138.7083
2023-07-18 23:00 | DK1 | 0.067083 | 665.7083 | 370.2083 | 1035.9837 | 1035.9167
2023-07-19 | DK1 | 0.049583 | 754.75 | 367.625 | 1122.4246 | 1122.375
2023-07-19 01:00 | DK1 | 0.029167 | 747.5833 | 330.125 | 1077.7375 | 1077.7083
2023-07-19 02:00 | DK1 | 0.004583 | 725.2083 | 319.7083 | 1044.9212 | 1044.9167
2023-07-19 03:00 | DK1 | 0.005417 | 594.25 | 274.9167 | 869.1721 | 869.1667
2023-07-19 04:00 | DK1 | 0.44458 | 517.9167 | 294.7917 | 813.1529 | 812.7083
2023-07-19 05:00 | DK1 | 7.5179 | 505.125 | 260.1667 | 772.8096 | 765.2917
2023-07-19 06:00 | DK1 | 57.0496 | 438.125 | 219.25 | 714.4246 | 657.375
2023-07-19 07:00 | DK1 | 208.7017 | 328.0417 | 237.375 | 774.1183 | 565.4167
2023-07-19 08:00 | DK1 | 435.7412 | 364.5417 | 215.3333 | 1015.6162 | 579.875
2023-07-19 09:00 | DK1 | 678.0079 | 471.9167 | 287.0833 | 1437.0079 | 759
2023-07-19 10:00 | DK1 | 758.0796 | 463.4167 | 197.625 | 1419.1212 | 661.0417
2023-07-19 11:00 | DK1 | 720.4817 | 481.375 | 130.4583 | 1332.315 | 611.8333
2023-07-19 12:00 | DK1 | 766.7496 | 489.1667 | 113.6667 | 1369.5829 | 602.8333
2023-07-19 13:00 | DK1 | 815.0004 | 589.5833 | 97.9167 | 1502.5004 | 687.5
2023-07-19 14:00 | DK1 | 942.59 | 677 | 107.6667 | 1727.2567 | 784.6667
2023-07-19 15:00 | DK1 | 848.655 | 822.125 | 164.9167 | 1835.6967 | 987.0417
2023-07-19 16:00 | DK1 | 818.4217 | 960.2917 | 162.25 | 1940.9634 | 1122.5417
2023-07-19 17:00 | DK1 | 822.4254 | 1033.375 | 176 | 2031.8004 | 1209.375
2023-07-19 18:00 | DK1 | 556.1354 | 1045.7084 | 158.75 | 1760.5938 | 1204.4584
2023-07-19 19:00 | DK1 | 353.545 | 1040 | 186.5833 | 1580.1283 | 1226.5833
2023-07-19 20:00 | DK1 | 107.595 | 1028.625 | 301.9583 | 1438.1783 | 1330.5833
2023-07-19 21:00 | DK1 | 15.5979 | 731.6667 | 426.8333 | 1174.0979 | 1158.5
2023-07-19 22:00 | DK1 | 0.11167 | 693.3333 | 580 | 1273.445 | 1273.3333
2023-07-19 23:00 | DK1 | 0.0625 | 711.4167 | 511.0417 | 1222.5208 | 1222.4583
2023-07-20 | DK1 | 0.050833 | 788.0833 | 688.8333 | 1476.9675 | 1476.9166
2023-07-20 01:00 | DK1 | 0.02875 | 849 | 777.7083 | 1626.7371 | 1626.7083
2023-07-20 02:00 | DK1 | 0.005 | 986.75 | 770.2917 | 1757.0467 | 1757.0417
2023-07-20 03:00 | DK1 | 0.005833 | 926.2917 | 890.1667 | 1816.4642 | 1816.4584
2023-07-20 04:00 | DK1 | 0.6225 | 811 | 876.5 | 1688.1225 | 1687.5
2023-07-20 05:00 | DK1 | 10.9704 | 839.25 | 879.25 | 1729.4704 | 1718.5
2023-07-20 06:00 | DK1 | 94.6371 | 822.1667 | 799.5833 | 1716.3871 | 1621.75
2023-07-20 07:00 | DK1 | 232.6279 | 739.0417 | 804.25 | 1775.9196 | 1543.2917
2023-07-20 08:00 | DK1 | 491.1475 | 1025.1666 | 702.9583 | 2219.2724 | 1728.1249
2023-07-20 09:00 | DK1 | 671.6521 | 1400.9584 | 880.1667 | 2952.7772 | 2281.1251
2023-07-20 10:00 | DK1 | 827.9271 | 1539.2916 | 979.5833 | 3346.802 | 2518.8749
2023-07-20 11:00 | DK1 | 953.3896 | 1914.0834 | 852.9583 | 3720.4313 | 2767.0417
2023-07-20 12:00 | DK1 | 1106.4045 | 2210.7083 | 651.6667 | 3968.7795 | 2862.3749
2023-07-20 13:00 | DK1 | 1011.4375 | 2415.7917 | 514.5 | 3941.7292 | 2930.2917
2023-07-20 14:00 | DK1 | 1011.6129 | 2409.9583 | 692.9583 | 4114.5295 | 3102.9166
2023-07-20 15:00 | DK1 | 903.5737 | 2359.5833 | 734.0417 | 3997.1987 | 3093.6249
2023-07-20 16:00 | DK1 | 741.1663 | 2437.125 | 774.5 | 3952.7913 | 3211.625
2023-07-20 17:00 | DK1 | 670.3887 | 2386.8333 | 826.75 | 3883.972 | 3213.5833
2023-07-20 18:00 | DK1 | 489.4633 | 2253.2917 | 709.625 | 3452.3801 | 2962.9167
2023-07-20 19:00 | DK1 | 280.9167 | 2098.4167 | 877.25 | 3256.5834 | 2975.6667
2023-07-20 20:00 | DK1 | 90.6663 | 1937.7084 | 879.3333 | 2907.7079 | 2817.0417
2023-07-20 21:00 | DK1 | 14.7662 | 1482.2084 | 802.125 | 2299.0996 | 2284.3334
2023-07-20 22:00 | DK1 | 0.0625 | 1169.5834 | 828.25 | 1997.8959 | 1997.8334
2023-07-20 23:00 | DK1 | 0.063333 | 1031.2916 | 587.75 | 1619.105 | 1619.0416
2023-07-21 | DK1 | 0.050833 | 1002.8333 | 685.625 | 1688.5091 | 1688.4583
2023-07-21 01:00 | DK1 | 0.029167 | 921.9167 | 711.5 | 1633.4459 | 1633.4167
2023-07-21 02:00 | DK1 | 0.005417 | 887.3333 | 726.4167 | 1613.7554 | 1613.75
2023-07-21 03:00 | DK1 | 0.005 | 823.625 | 591.75 | 1415.38 | 1415.375
2023-07-21 04:00 | DK1 | 0.64875 | 721.875 | 585.0417 | 1307.5654 | 1306.9167
2023-07-21 05:00 | DK1 | 11.9558 | 631 | 688.125 | 1331.0808 | 1319.125
2023-07-21 06:00 | DK1 | 100.7825 | 580.75 | 545.7083 | 1227.2408 | 1126.4583
2023-07-21 07:00 | DK1 | 224.1013 | 496.8333 | 507.6667 | 1228.6013 | 1004.5
2023-07-21 08:00 | DK1 | 546.785 | 594.3333 | 285.375 | 1426.4933 | 879.7083
2023-07-21 09:00 | DK1 | 814.1829 | 848.7083 | 217.9167 | 1880.8079 | 1066.625
2023-07-21 10:00 | DK1 | 1002.2979 | 928.8333 | 162.3333 | 2093.4646 | 1091.1666
2023-07-21 11:00 | DK1 | 1087.9762 | 895.7083 | 168.0417 | 2151.7262 | 1063.75
2023-07-21 12:00 | DK1 | 1135.9933 | 814.875 | 118.25 | 2069.1183 | 933.125
2023-07-21 13:00 | DK1 | 1063.0584 | 835.5 | 122.5833 | 2021.1417 | 958.0833
2023-07-21 14:00 | DK1 | 1060.163 | 832.1667 | 180.3333 | 2072.663 | 1012.5
2023-07-21 15:00 | DK1 | 897.1354 | 787.6667 | 144.9583 | 1829.7605 | 932.625
2023-07-21 16:00 | DK1 | 847.6854 | 787.5 | 203.5417 | 1838.7271 | 991.0417
2023-07-21 17:00 | DK1 | 629.1191 | 708.5 | 169.7083 | 1507.3275 | 878.2083
2023-07-21 18:00 | DK1 | 381.4092 | 608.9583 | 199.3333 | 1189.7008 | 808.2916
2023-07-21 19:00 | DK1 | 206.1821 | 544.75 | 149.0833 | 900.0154 | 693.8333
2023-07-21 20:00 | DK1 | 64.2083 | 339.5 | 172.3333 | 576.0417 | 511.8333
2023-07-21 21:00 | DK1 | 14.0529 | 193.4583 | 172.5 | 380.0112 | 365.9583
2023-07-21 22:00 | DK1 | 0.01 | 169.2083 | 257.6667 | 426.885 | 426.875
2023-07-21 23:00 | DK1 | 0 | 173.5833 | 213.5 | 387.0833 | 387.0833
2023-07-22 | DK1 | 0 | 267.4167 | 166.5417 | 433.9583 | 433.9583
2023-07-22 01:00 | DK1 | 0 | 279.0417 | 216.25 | 495.2917 | 495.2917
2023-07-22 02:00 | DK1 | 0 | 377.5833 | 303.2083 | 680.7917 | 680.7917
2023-07-22 03:00 | DK1 | 0 | 423.0833 | 422.25 | 845.3333 | 845.3333
2023-07-22 04:00 | DK1 | 0.58875 | 463.0417 | 301.375 | 765.0054 | 764.4167
2023-07-22 05:00 | DK1 | 9.5325 | 475.2917 | 353.0833 | 837.9075 | 828.375
2023-07-22 06:00 | DK1 | 102.1954 | 478.2917 | 366.1667 | 946.6537 | 844.4583
2023-07-22 07:00 | DK1 | 237.5375 | 403.25 | 451.5833 | 1092.3709 | 854.8333
2023-07-22 08:00 | DK1 | 511.4283 | 442.2083 | 349.9583 | 1303.595 | 792.1667
2023-07-22 09:00 | DK1 | 848.1825 | 617.5833 | 405.9583 | 1871.7242 | 1023.5417
2023-07-22 10:00 | DK1 | 949.2421 | 819.7917 | 383.7917 | 2152.8254 | 1203.5833
2023-07-22 11:00 | DK1 | 1002.0675 | 1052.75 | 348.0833 | 2402.9008 | 1400.8333
2023-07-22 12:00 | DK1 | 1074.8738 | 1302.0834 | 325.8333 | 2702.7905 | 1627.9167
2023-07-22 13:00 | DK1 | 1034.7008 | 1314.8334 | 403.7917 | 2753.3258 | 1718.625
2023-07-22 14:00 | DK1 | 1072.2759 | 1437.3334 | 234 | 2743.6093 | 1671.3334
2023-07-22 15:00 | DK1 | 1041.5666 | 1338.25 | 108.375 | 2488.1916 | 1446.625
2023-07-22 16:00 | DK1 | 796.4779 | 1288.4584 | 144.0417 | 2228.978 | 1432.5
2023-07-22 17:00 | DK1 | 680.0541 | 1086.625 | 273.25 | 2039.9291 | 1359.875
2023-07-22 18:00 | DK1 | 452.3317 | 867.5 | 119.875 | 1439.7067 | 987.375
2023-07-22 19:00 | DK1 | 266.7608 | 662.5833 | 168.3333 | 1097.6775 | 830.9166
2023-07-22 20:00 | DK1 | 74.1529 | 463.75 | 224.4583 | 762.3612 | 688.2083
2023-07-22 21:00 | DK1 | 12.6575 | 229 | 108.4583 | 350.1158 | 337.4583
2023-07-22 22:00 | DK1 | 0.064167 | 163.25 | 165.9583 | 329.2725 | 329.2083
2023-07-22 23:00 | DK1 | 0 | 166.625 | 102.125 | 268.75 | 268.75
2023-07-23 | DK1 | 0 | 154.6667 | 85.375 | 240.0417 | 240.0417
2023-07-23 01:00 | DK1 | 0 | 163.0833 | 115.1667 | 278.25 | 278.25
2023-07-23 02:00 | DK1 | 0 | 188.4583 | 90.0833 | 278.5417 | 278.5417
2023-07-23 03:00 | DK1 | 0 | 212.6667 | 28.625 | 241.2917 | 241.2917
2023-07-23 04:00 | DK1 | 0.31667 | 216.2917 | 78.4167 | 295.025 | 294.7083
2023-07-23 05:00 | DK1 | 4.5529 | 223.1667 | 129.25 | 356.9696 | 352.4167
2023-07-23 06:00 | DK1 | 51.47 | 237.5417 | 92.2083 | 381.22 | 329.75
2023-07-23 07:00 | DK1 | 148.2158 | 245.5833 | 126.7083 | 520.5075 | 372.2917
2023-07-23 08:00 | DK1 | 283.025 | 278.1667 | 122.5 | 683.6916 | 400.6667
2023-07-23 09:00 | DK1 | 383.5237 | 369.0417 | 122.375 | 874.9404 | 491.4167
2023-07-23 10:00 | DK1 | 393.9354 | 492.0833 | 220.6667 | 1106.6854 | 712.75
2023-07-23 11:00 | DK1 | 345.81 | 698.5833 | 298.9167 | 1343.31 | 997.5
2023-07-23 12:00 | DK1 | 354.6246 | 824.3333 | 457.3333 | 1636.2912 | 1281.6667
2023-07-23 13:00 | DK1 | 319.8808 | 979.4583 | 632.125 | 1931.4641 | 1611.5833
2023-07-23 14:00 | DK1 | 261.3125 | 985.6667 | 486.3333 | 1733.3125 | 1472
2023-07-23 15:00 | DK1 | 221.8587 | 896.2083 | 278.5833 | 1396.6504 | 1174.7917
2023-07-23 16:00 | DK1 | 190.13 | 880.7083 | 383.4583 | 1454.2967 | 1264.1667
2023-07-23 17:00 | DK1 | 173.5371 | 873.2083 | 406.375 | 1453.1204 | 1279.5833
2023-07-23 18:00 | DK1 | 142.31 | 854.6667 | 340.5417 | 1337.5183 | 1195.2083
2023-07-23 19:00 | DK1 | 80.1183 | 763.125 | 489.2917 | 1332.535 | 1252.4167
2023-07-23 20:00 | DK1 | 38.6904 | 818.9583 | 573 | 1430.6487 | 1391.9583
2023-07-23 21:00 | DK1 | 4.4025 | 681.25 | 696.875 | 1382.5275 | 1378.125
2023-07-23 22:00 | DK1 | 0 | 647.8333 | 859.125 | 1506.9583 | 1506.9583
2023-07-23 23:00 | DK1 | 0 | 705.375 | 759.25 | 1464.625 | 1464.625
2023-07-24 | DK1 | 0 | 723.0833 | 937.0417 | 1660.125 | 1660.125
2023-07-24 01:00 | DK1 | 0 | 829.25 | 722.5417 | 1551.7917 | 1551.7917
2023-07-24 02:00 | DK1 | 0 | 784.5833 | 537.75 | 1322.3333 | 1322.3333
2023-07-24 03:00 | DK1 | 0 | 784.625 | 637.625 | 1422.25 | 1422.25
2023-07-24 04:00 | DK1 | 0.29417 | 726.0417 | 831.7083 | 1558.0442 | 1557.75
2023-07-24 05:00 | DK1 | 4.71 | 689.6667 | 879.75 | 1574.1267 | 1569.4167
2023-07-24 06:00 | DK1 | 41.2588 | 762.2917 | 647.6667 | 1451.2171 | 1409.9584
2023-07-24 07:00 | DK1 | 141.0929 | 719.125 | 583.875 | 1444.0929 | 1303
2023-07-24 08:00 | DK1 | 288.3429 | 757.3333 | 493.0833 | 1538.7596 | 1250.4167
2023-07-24 09:00 | DK1 | 491.8888 | 925.5833 | 485.7917 | 1903.2637 | 1411.375
2023-07-24 10:00 | DK1 | 613.4946 | 857.2083 | 323.25 | 1793.9529 | 1180.4583
2023-07-24 11:00 | DK1 | 857.5321 | 864.5833 | 284.625 | 2006.7404 | 1149.2083
2023-07-24 12:00 | DK1 | 823.145 | 877.6667 | 405.4583 | 2106.2701 | 1283.125
2023-07-24 13:00 | DK1 | 893.2534 | 939.75 | 453.5 | 2286.5034 | 1393.25
2023-07-24 14:00 | DK1 | 858.1721 | 947.125 | 454.5417 | 2259.8387 | 1401.6667
2023-07-24 15:00 | DK1 | 867.2162 | 907.2083 | 364.4583 | 2138.8829 | 1271.6667
2023-07-24 16:00 | DK1 | 666.4637 | 892.4167 | 525.4167 | 2084.2971 | 1417.8334
2023-07-24 17:00 | DK1 | 413.4821 | 820.1667 | 509.875 | 1743.5238 | 1330.0417
2023-07-24 18:00 | DK1 | 317.8533 | 695.4167 | 593.9167 | 1607.1867 | 1289.3334
2023-07-24 19:00 | DK1 | 167.7617 | 763.6667 | 533.0417 | 1464.47 | 1296.7084
2023-07-24 20:00 | DK1 | 62.3379 | 676.0417 | 580.4167 | 1318.7963 | 1256.4584
2023-07-24 21:00 | DK1 | 9.0321 | 597 | 650.2083 | 1256.2404 | 1247.2083
2023-07-24 22:00 | DK1 | 0.010417 | 645.2917 | 803.125 | 1448.4271 | 1448.4167
2023-07-24 23:00 | DK1 | 0 | 783.1667 | 736.4583 | 1519.625 | 1519.625
2023-07-25 | DK1 | 0 | 1037.6666 | 712.4583 | 1750.1249 | 1750.1249
2023-07-25 01:00 | DK1 | 0 | 1110.9166 | 743.75 | 1854.6666 | 1854.6666
2023-07-25 02:00 | DK1 | 0 | 1236.375 | 782.625 | 2019 | 2019
2023-07-25 03:00 | DK1 | 0 | 1270.2916 | 881.0417 | 2151.3333 | 2151.3333
2023-07-25 04:00 | DK1 | 0.46333 | 1344.7916 | 901.4167 | 2246.6716 | 2246.2083
2023-07-25 05:00 | DK1 | 8.4008 | 1343.25 | 990.7083 | 2342.3591 | 2333.9583
2023-07-25 06:00 | DK1 | 103.1525 | 1415.7084 | 1000.2917 | 2519.1526 | 2416.0001
2023-07-25 07:00 | DK1 | 251.5758 | 1356.375 | 875.2917 | 2483.2425 | 2231.6667
2023-07-25 08:00 | DK1 | 440.9312 | 1570.75 | 944.25 | 2955.9312 | 2515
2023-07-25 09:00 | DK1 | 781.7204 | 2001.0834 | 915.625 | 3698.4288 | 2916.7084
2023-07-25 10:00 | DK1 | 976.9004 | 1995.25 | 931.8333 | 3903.9837 | 2927.0833
2023-07-25 11:00 | DK1 | 1101.2383 | 1921.9584 | 842.7917 | 3865.9883 | 2764.7501
2023-07-25 12:00 | DK1 | 1033.4991 | 2042.25 | 706.25 | 3781.9991 | 2748.5
2023-07-25 13:00 | DK1 | 1034.1963 | 2093.0417 | 548 | 3675.238 | 2641.0417
2023-07-25 14:00 | DK1 | 1072.4254 | 2264.4583 | 536.0833 | 3872.967 | 2800.5416
2023-07-25 15:00 | DK1 | 1021.2475 | 2310.0833 | 661.2083 | 3992.5391 | 2971.2916
2023-07-25 16:00 | DK1 | 1007.1921 | 2289.375 | 743.2083 | 4039.7754 | 3032.5833
2023-07-25 17:00 | DK1 | 745.2217 | 2198.9167 | 868.375 | 3812.5134 | 3067.2917
2023-07-25 18:00 | DK1 | 557.9092 | 2037.0834 | 806.25 | 3401.2426 | 2843.3334
2023-07-25 19:00 | DK1 | 273.2117 | 1912.2084 | 923.7917 | 3109.2117 | 2836.0001
2023-07-25 20:00 | DK1 | 97.4033 | 1789.5416 | 867.5417 | 2754.4866 | 2657.0833
2023-07-25 21:00 | DK1 | 15.0508 | 1299.25 | 707.9167 | 2022.2175 | 2007.1667
2023-07-25 22:00 | DK1 | 0.005833 | 1043.125 | 795.4167 | 1838.5475 | 1838.5417
2023-07-25 23:00 | DK1 | 0 | 980.6667 | 688.0417 | 1668.7084 | 1668.7084
2023-07-26 | DK1 | 0 | 1018.5833 | 603.2917 | 1621.875 | 1621.875
2023-07-26 01:00 | DK1 | 0 | 978.5833 | 795.9583 | 1774.5416 | 1774.5416
2023-07-26 02:00 | DK1 | 0 | 1017.875 | 826.7917 | 1844.6667 | 1844.6667
2023-07-26 03:00 | DK1 | 0 | 1007.5 | 740.4583 | 1747.9583 | 1747.9583
2023-07-26 04:00 | DK1 | 0.35458 | 1096.7916 | 821.4583 | 1918.6045 | 1918.2499
2023-07-26 05:00 | DK1 | 6.7379 | 1131.625 | 851.25 | 1989.6129 | 1982.875
2023-07-26 06:00 | DK1 | 83.1062 | 1221.5 | 856 | 2160.6062 | 2077.5
2023-07-26 07:00 | DK1 | 217.4433 | 1103.7916 | 787.875 | 2109.11 | 1891.6666
2023-07-26 08:00 | DK1 | 468.765 | 1194.625 | 829.0833 | 2492.4733 | 2023.7083
2023-07-26 09:00 | DK1 | 717.5704 | 1713.875 | 851.9583 | 3283.4037 | 2565.8333
2023-07-26 10:00 | DK1 | 865.4384 | 1719.875 | 711.875 | 3297.1884 | 2431.75
2023-07-26 11:00 | DK1 | 948.0613 | 1960.9166 | 760.9583 | 3669.9362 | 2721.8749
2023-07-26 12:00 | DK1 | 784.6121 | 2255.8333 | 907.5417 | 3947.987 | 3163.3749
2023-07-26 13:00 | DK1 | 829.4171 | 2302.2917 | 768.8333 | 3900.5421 | 3071.1251
2023-07-26 14:00 | DK1 | 786.8121 | 2463.0417 | 835.0417 | 4084.8955 | 3298.0834
2023-07-26 15:00 | DK1 | 834.4479 | 2519.25 | 773.25 | 4126.9479 | 3292.5
2023-07-26 16:00 | DK1 | 732.0217 | 2498.625 | 972.5417 | 4203.1884 | 3471.1667
2023-07-26 17:00 | DK1 | 556.3 | 2640.375 | 1062.5416 | 4259.2166 | 3702.9166
2023-07-26 18:00 | DK1 | 310.6417 | 2501.625 | 966.875 | 3779.1417 | 3468.5
2023-07-26 19:00 | DK1 | 188.4133 | 2223.875 | 896.4583 | 3308.7466 | 3120.3333
2023-07-26 20:00 | DK1 | 61.5146 | 2129.75 | 885.8333 | 3077.0979 | 3015.5833
2023-07-26 21:00 | DK1 | 6.2129 | 1771.7916 | 561.5 | 2339.5045 | 2333.2916
2023-07-26 22:00 | DK1 | 0 | 1620.625 | 699.4167 | 2320.0417 | 2320.0417
2023-07-26 23:00 | DK1 | 0 | 1454.6666 | 635.2917 | 2089.9583 | 2089.9583
2023-07-27 | DK1 | 0 | 1394.9584 | 581.9167 | 1976.8751 | 1976.8751
2023-07-27 01:00 | DK1 | 0 | 1328.4584 | 756.0833 | 2084.5417 | 2084.5417
2023-07-27 02:00 | DK1 | 0 | 1307.8334 | 666.0833 | 1973.9167 | 1973.9167
2023-07-27 03:00 | DK1 | 0 | 1266.375 | 614.2083 | 1880.5833 | 1880.5833
2023-07-27 04:00 | DK1 | 0.29667 | 1219.75 | 503.1667 | 1723.2133 | 1722.9167
2023-07-27 05:00 | DK1 | 5.8362 | 1060.0416 | 411.125 | 1477.0029 | 1471.1666
2023-07-27 06:00 | DK1 | 59.1587 | 891.0833 | 365.4167 | 1315.6587 | 1256.5
2023-07-27 07:00 | DK1 | 186.9538 | 691.5417 | 306.75 | 1185.2454 | 998.2917
2023-07-27 08:00 | DK1 | 390.6038 | 600.25 | 320.7917 | 1311.6454 | 921.0417
2023-07-27 09:00 | DK1 | 651.0192 | 579.2917 | 279.0417 | 1509.3525 | 858.3333
2023-07-27 10:00 | DK1 | 892.7263 | 516.875 | 282.9583 | 1692.5596 | 799.8333
2023-07-27 11:00 | DK1 | 1091.9183 | 453.0417 | 190.9583 | 1735.9183 | 644
2023-07-27 12:00 | DK1 | 1211.2524 | 378.5 | 97.2917 | 1687.0441 | 475.7917
2023-07-27 13:00 | DK1 | 1244.4784 | 390.2083 | 76.4167 | 1711.1034 | 466.625
2023-07-27 14:00 | DK1 | 1204.7733 | 315.5833 | 30.0833 | 1550.44 | 345.6667
2023-07-27 15:00 | DK1 | 1129.8279 | 247.7917 | 4.375 | 1381.9946 | 252.1667
2023-07-27 16:00 | DK1 | 1013.8237 | 179.7917 | 16.0417 | 1209.6571 | 195.8333
2023-07-27 17:00 | DK1 | 816.1304 | 142.25 | 3.7917 | 962.1721 | 146.0417
2023-07-27 18:00 | DK1 | 586.8746 | 88.0417 | 18.4583 | 693.3746 | 106.5
2023-07-27 19:00 | DK1 | 295.7608 | 53.875 | 17.125 | 366.7608 | 71
2023-07-27 20:00 | DK1 | 96.7083 | 29.375 | 0.58333 | 126.6667 | 29.9583
2023-07-27 21:00 | DK1 | 11.1387 | 24.5833 | 0.58333 | 36.3054 | 25.1667
2023-07-27 22:00 | DK1 | 0.049167 | 40.1667 | 9.375 | 49.5908 | 49.5417
2023-07-27 23:00 | DK1 | 0 | 59.6667 | 1.875 | 61.5417 | 61.5417
2023-07-28 | DK1 | 0 | 62.7917 | 9.7083 | 72.5 | 72.5
2023-07-28 01:00 | DK1 | 0 | 60.5833 | 74.625 | 135.2083 | 135.2083
2023-07-28 02:00 | DK1 | 0 | 49.7917 | 72.875 | 122.6667 | 122.6667
2023-07-28 03:00 | DK1 | 0 | 47.0833 | 70.9167 | 118 | 118
2023-07-28 04:00 | DK1 | 0.34 | 48.4583 | 88.8333 | 137.6317 | 137.2917
2023-07-28 05:00 | DK1 | 7.6992 | 47.6667 | 48.2083 | 103.5742 | 95.875
2023-07-28 06:00 | DK1 | 78.5421 | 45.125 | 50.2917 | 173.9588 | 95.4167
2023-07-28 07:00 | DK1 | 208.6492 | 44.625 | 65.4583 | 318.7325 | 110.0833
2023-07-28 08:00 | DK1 | 410.1775 | 48.625 | 19.25 | 478.0525 | 67.875
2023-07-28 09:00 | DK1 | 743.2112 | 51.5417 | 4.75 | 799.5029 | 56.2917
2023-07-28 10:00 | DK1 | 1019.2825 | 54.4583 | 0.95833 | 1074.6991 | 55.4167
2023-07-28 11:00 | DK1 | 1399.5316 | 45.125 | 0.95833 | 1445.6149 | 46.0833
2023-07-28 12:00 | DK1 | 1377.0608 | 71.0833 | 2.2083 | 1450.3525 | 73.2917
2023-07-28 13:00 | DK1 | 1347.5654 | 120.4167 | 0 | 1467.9821 | 120.4167
2023-07-28 14:00 | DK1 | 1328.6879 | 148.625 | 1.0833 | 1478.3962 | 149.7083
2023-07-28 15:00 | DK1 | 1243.6296 | 161.0417 | 1 | 1405.6713 | 162.0417
2023-07-28 16:00 | DK1 | 1070.7117 | 122.4583 | 0.5 | 1193.67 | 122.9583
2023-07-28 17:00 | DK1 | 922.9079 | 87.5417 | 0 | 1010.4496 | 87.5417
2023-07-28 18:00 | DK1 | 648.9637 | 49.625 | 6.9583 | 705.5471 | 56.5833
2023-07-28 19:00 | DK1 | 300.0508 | 30.0417 | 13.75 | 343.8425 | 43.7917
2023-07-28 20:00 | DK1 | 86.4092 | 23.375 | 17.9583 | 127.7425 | 41.3333
2023-07-28 21:00 | DK1 | 7.3175 | 24.4167 | 37.5 | 69.2342 | 61.9167
2023-07-28 22:00 | DK1 | 0 | 35.4167 | 24.2083 | 59.625 | 59.625
2023-07-28 23:00 | DK1 | 0 | 54.9583 | 66.875 | 121.8333 | 121.8333
2023-07-29 | DK1 | 0 | 76.4583 | 90.4583 | 166.9167 | 166.9167
2023-07-29 01:00 | DK1 | 0 | 94.4583 | 129.125 | 223.5833 | 223.5833
2023-07-29 02:00 | DK1 | 0 | 75.25 | 137.2917 | 212.5417 | 212.5417
2023-07-29 03:00 | DK1 | 0 | 67.2917 | 168.3333 | 235.625 | 235.625
2023-07-29 04:00 | DK1 | 0.23042 | 68.7917 | 168.875 | 237.8971 | 237.6667
2023-07-29 05:00 | DK1 | 4.1796 | 73.8333 | 207.4583 | 285.4712 | 281.2917
2023-07-29 06:00 | DK1 | 54.1225 | 106.3333 | 152.6667 | 313.1225 | 259
2023-07-29 07:00 | DK1 | 152.0854 | 86.75 | 97.75 | 336.5854 | 184.5
2023-07-29 08:00 | DK1 | 311.6975 | 75.75 | 169.8333 | 557.2808 | 245.5833
2023-07-29 09:00 | DK1 | 454.1896 | 111.2083 | 98.4167 | 663.8146 | 209.625
2023-07-29 10:00 | DK1 | 537.745 | 119.625 | 89 | 746.37 | 208.625
2023-07-29 11:00 | DK1 | 556.3633 | 159.9583 | 90.0417 | 806.3633 | 250
2023-07-29 12:00 | DK1 | 586.0371 | 174.2083 | 99.2917 | 859.5371 | 273.5
2023-07-29 13:00 | DK1 | 633.8933 | 234.1667 | 111.75 | 979.81 | 345.9167
2023-07-29 14:00 | DK1 | 745.3825 | 336.5417 | 237.375 | 1319.2992 | 573.9167
2023-07-29 15:00 | DK1 | 767.165 | 413.7083 | 198.1667 | 1379.04 | 611.875
2023-07-29 16:00 | DK1 | 723.5733 | 509.4583 | 217.2083 | 1450.24 | 726.6667
2023-07-29 17:00 | DK1 | 551.0187 | 564.5 | 263.75 | 1379.2687 | 828.25
2023-07-29 18:00 | DK1 | 357.2462 | 403.625 | 355.75 | 1116.6212 | 759.375
2023-07-29 19:00 | DK1 | 174.6696 | 401.0833 | 474.5833 | 1050.3363 | 875.6667
2023-07-29 20:00 | DK1 | 69.5354 | 481.9583 | 328.75 | 880.2438 | 810.7083
2023-07-29 21:00 | DK1 | 7.02 | 439.4167 | 320.6667 | 767.1033 | 760.0833
2023-07-29 22:00 | DK1 | 0 | 417.8333 | 429.9583 | 847.7917 | 847.7917
2023-07-29 23:00 | DK1 | 0 | 536.4167 | 572.5833 | 1109 | 1109
2023-07-30 | DK1 | 0 | 617.6667 | 381.0417 | 998.7083 | 998.7083
2023-07-30 01:00 | DK1 | 0 | 520.8333 | 433.3333 | 954.1667 | 954.1667
2023-07-30 02:00 | DK1 | 0 | 598.1667 | 340.7083 | 938.875 | 938.875
2023-07-30 03:00 | DK1 | 0 | 523.4583 | 401.5833 | 925.0417 | 925.0417
2023-07-30 04:00 | DK1 | 0.24125 | 523.75 | 407 | 930.9913 | 930.75
2023-07-30 05:00 | DK1 | 5.6992 | 451 | 382.5417 | 839.2408 | 833.5417
2023-07-30 06:00 | DK1 | 76.1975 | 431.7917 | 248.875 | 756.8642 | 680.6667
2023-07-30 07:00 | DK1 | 238.4329 | 322.125 | 196.375 | 756.9329 | 518.5
2023-07-30 08:00 | DK1 | 519.1458 | 272.875 | 198.8333 | 990.8541 | 471.7083
2023-07-30 09:00 | DK1 | 803.6613 | 423.7917 | 282.2083 | 1509.6613 | 706
2023-07-30 10:00 | DK1 | 1021.3588 | 456.875 | 306.3333 | 1784.5671 | 763.2083
2023-07-30 11:00 | DK1 | 1130.663 | 486.375 | 360.0417 | 1977.0796 | 846.4167
2023-07-30 12:00 | DK1 | 846.6575 | 809.0417 | 554.8333 | 2210.5325 | 1363.875
2023-07-30 13:00 | DK1 | 477.6771 | 905.5833 | 181.1667 | 1564.4271 | 1086.75
2023-07-30 14:00 | DK1 | 482.3046 | 762.4583 | 209.25 | 1454.0129 | 971.7083
2023-07-30 15:00 | DK1 | 337.4442 | 843.4583 | 160.875 | 1341.7775 | 1004.3333
2023-07-30 16:00 | DK1 | 428.1125 | 565.9583 | 213.375 | 1207.4458 | 779.3333
2023-07-30 17:00 | DK1 | 350.0162 | 528.125 | 583.7083 | 1461.8495 | 1111.8333
2023-07-30 18:00 | DK1 | 322.2421 | 437.875 | 514 | 1274.1171 | 951.875
2023-07-30 19:00 | DK1 | 206.5638 | 513.7083 | 648.375 | 1368.6471 | 1162.0833
2023-07-30 20:00 | DK1 | 81.6046 | 561.9167 | 511.0833 | 1154.6046 | 1073
2023-07-30 21:00 | DK1 | 13.7821 | 458.625 | 716.5833 | 1188.9904 | 1175.2083
2023-07-30 22:00 | DK1 | 0.00125 | 669.5 | 636.4167 | 1305.9179 | 1305.9167
2023-07-30 23:00 | DK1 | 0 | 631 | 696.75 | 1327.75 | 1327.75
2023-07-31 | DK1 | 0 | 643.9583 | 874.0417 | 1518 | 1518
2023-07-31 01:00 | DK1 | 0 | 672.5417 | 869.75 | 1542.2917 | 1542.2917
2023-07-31 02:00 | DK1 | 0 | 659.5833 | 816.4167 | 1476 | 1476
2023-07-31 03:00 | DK1 | 0 | 647.875 | 821.7917 | 1469.6667 | 1469.6667
2023-07-31 04:00 | DK1 | 0.1675 | 669.0417 | 791.4167 | 1460.6259 | 1460.4584
2023-07-31 05:00 | DK1 | 4.165 | 610.0833 | 788.125 | 1402.3733 | 1398.2083
2023-07-31 06:00 | DK1 | 40.9212 | 633.5417 | 820.625 | 1495.0879 | 1454.1667
2023-07-31 07:00 | DK1 | 162.2975 | 500.75 | 795.25 | 1458.2975 | 1296
2023-07-31 08:00 | DK1 | 378.0867 | 457.5 | 720.6667 | 1556.2534 | 1178.1667
2023-07-31 09:00 | DK1 | 631.1166 | 530.5833 | 548.5833 | 1710.2833 | 1079.1666
2023-07-31 10:00 | DK1 | 858.5358 | 545 | 432.9583 | 1836.4942 | 977.9583
2023-07-31 11:00 | DK1 | 1063.4449 | 522.1667 | 242.2083 | 1827.82 | 764.375
2023-07-31 12:00 | DK1 | 1022.2154 | 473.75 | 204.5 | 1700.4654 | 678.25
2023-07-31 13:00 | DK1 | 1039.6875 | 444.5833 | 93.2083 | 1577.4792 | 537.7917
2023-07-31 14:00 | DK1 | 1054.3066 | 343.2083 | 95.8333 | 1493.3483 | 439.0417
2023-07-31 15:00 | DK1 | 840.6996 | 312.5 | 35.4583 | 1188.6579 | 347.9583
2023-07-31 16:00 | DK1 | 784.4167 | 249.375 | 77.375 | 1111.1667 | 326.75
2023-07-31 17:00 | DK1 | 664.1354 | 190.9167 | 1.4167 | 856.4688 | 192.3333
2023-07-31 18:00 | DK1 | 481.0258 | 116.75 | 17.25 | 615.0258 | 134
2023-07-31 19:00 | DK1 | 248.2842 | 57.875 | 5.4167 | 311.5758 | 63.2917
2023-07-31 20:00 | DK1 | 68.9225 | 25.5833 | 0.75 | 95.2558 | 26.3333
2023-07-31 21:00 | DK1 | 6.2446 | 31.4583 | 25.8333 | 63.5363 | 57.2917
2023-07-31 22:00 | DK1 | 0 | 29.1667 | 65.75 | 94.9167 | 94.9167
2023-07-31 23:00 | DK1 | 0 | 66.5 | 121.5833 | 188.0833 | 188.0833
2023-08-01 | DK1 | 0 | 147.6667 | 192.6667 | 340.3333 | 340.3333
2023-08-01 01:00 | DK1 | 0 | 197.0833 | 257.4583 | 454.5417 | 454.5417
2023-08-01 02:00 | DK1 | 0 | 240.0417 | 202.9583 | 443 | 443
2023-08-01 03:00 | DK1 | 0 | 283.625 | 110.4167 | 394.0417 | 394.0417
2023-08-01 04:00 | DK1 | 0.11292 | 283.5 | 74.75 | 358.3629 | 358.25
2023-08-01 05:00 | DK1 | 2.325 | 284.5417 | 80.4583 | 367.325 | 365
2023-08-01 06:00 | DK1 | 29.7175 | 226 | 113.75 | 369.4675 | 339.75
2023-08-01 07:00 | DK1 | 110.1171 | 184.4583 | 133.1667 | 427.7421 | 317.625
2023-08-01 08:00 | DK1 | 163.2875 | 151.7917 | 132.4167 | 447.4959 | 284.2083
2023-08-01 09:00 | DK1 | 200.3508 | 167.75 | 94.75 | 462.8508 | 262.5
2023-08-01 10:00 | DK1 | 354.6554 | 145.2917 | 137.5833 | 637.5304 | 282.875
2023-08-01 11:00 | DK1 | 542.5858 | 136.5 | 89.6667 | 768.7525 | 226.1667
2023-08-01 12:00 | DK1 | 693.3392 | 200.9167 | 50.125 | 944.3808 | 251.0417
2023-08-01 13:00 | DK1 | 708.8496 | 268.0833 | 61.875 | 1038.808 | 329.9583
2023-08-01 14:00 | DK1 | 689.3671 | 345.625 | 51.9583 | 1086.9504 | 397.5833
2023-08-01 15:00 | DK1 | 661.265 | 328.75 | 36.375 | 1026.39 | 365.125
2023-08-01 16:00 | DK1 | 651.2 | 308.5 | 67 | 1026.7 | 375.5
2023-08-01 17:00 | DK1 | 525.1971 | 294.2917 | 82.6667 | 902.1554 | 376.9583
2023-08-01 18:00 | DK1 | 414.0929 | 252.0417 | 234.7917 | 900.9263 | 486.8333
2023-08-01 19:00 | DK1 | 271.9117 | 262.0833 | 293.9583 | 827.9533 | 556.0417
2023-08-01 20:00 | DK1 | 81.4962 | 323.4583 | 313.25 | 718.2046 | 636.7083
2023-08-01 21:00 | DK1 | 5.4929 | 342.9167 | 339.7917 | 688.2012 | 682.7083
2023-08-01 22:00 | DK1 | 0.00125 | 353.9167 | 219.1667 | 573.0846 | 573.0833
2023-08-01 23:00 | DK1 | 0 | 285.875 | 186.4167 | 472.2917 | 472.2917
2023-08-02 | DK1 | 0 | 165.0833 | 78.3333 | 243.4167 | 243.4167
2023-08-02 01:00 | DK1 | 0 | 119.9583 | 112.0833 | 232.0417 | 232.0417
2023-08-02 02:00 | DK1 | 0 | 122.5 | 114.25 | 236.75 | 236.75
2023-08-02 03:00 | DK1 | 0 | 142.7083 | 69.0833 | 211.7917 | 211.7917
2023-08-02 04:00 | DK1 | 0.15958 | 182.7083 | 107.9167 | 290.7846 | 290.625
2023-08-02 05:00 | DK1 | 6.8262 | 196.5417 | 77.125 | 280.4929 | 273.6667
2023-08-02 06:00 | DK1 | 57.2779 | 206.5417 | 30.4583 | 294.2779 | 237
2023-08-02 07:00 | DK1 | 189.8246 | 146.8333 | 52.3333 | 388.9912 | 199.1667
2023-08-02 08:00 | DK1 | 377.5358 | 80.625 | 53.875 | 512.0358 | 134.5
2023-08-02 09:00 | DK1 | 766.9583 | 65.25 | 17.1667 | 849.375 | 82.4167
2023-08-02 10:00 | DK1 | 893.5887 | 61.1667 | 13.6667 | 968.4221 | 74.8333
2023-08-02 11:00 | DK1 | 1010.87 | 47.0417 | 29.5417 | 1087.4533 | 76.5833
2023-08-02 12:00 | DK1 | 1051.7642 | 61.2917 | 74.4167 | 1187.4725 | 135.7083
2023-08-02 13:00 | DK1 | 969.0933 | 114.75 | 74.1667 | 1158.01 | 188.9167
2023-08-02 14:00 | DK1 | 799.5892 | 134.0833 | 190.1667 | 1123.8392 | 324.25
2023-08-02 15:00 | DK1 | 598.7721 | 194.9583 | 128.2083 | 921.9388 | 323.1667
2023-08-02 16:00 | DK1 | 549.9459 | 256.5833 | 189.9167 | 996.4459 | 446.5
2023-08-02 17:00 | DK1 | 393.5896 | 341.4583 | 348.7917 | 1083.8396 | 690.25
2023-08-02 18:00 | DK1 | 245.8158 | 391.5833 | 526.9583 | 1164.3575 | 918.5417
2023-08-02 19:00 | DK1 | 127.7204 | 435.4167 | 358.4167 | 921.5537 | 793.8333
2023-08-02 20:00 | DK1 | 41.7008 | 463.4167 | 504.1667 | 1009.2841 | 967.5833
2023-08-02 21:00 | DK1 | 6.8504 | 423.0833 | 671.5417 | 1101.4754 | 1094.625
2023-08-02 22:00 | DK1 | 0 | 382.875 | 641.375 | 1024.25 | 1024.25
2023-08-02 23:00 | DK1 | 0 | 390.4167 | 584.9583 | 975.375 | 975.375
2023-08-03 | DK1 | 0 | 404.9583 | 588.625 | 993.5833 | 993.5833
2023-08-03 01:00 | DK1 | 0 | 390.25 | 563.5 | 953.75 | 953.75
2023-08-03 02:00 | DK1 | 0 | 365.875 | 460.9583 | 826.8333 | 826.8333
2023-08-03 03:00 | DK1 | 0 | 337.0417 | 331.1667 | 668.2083 | 668.2083
2023-08-03 04:00 | DK1 | 0.07125 | 353.25 | 303.7083 | 657.0296 | 656.9583
2023-08-03 05:00 | DK1 | 3.1654 | 348.4583 | 291.2917 | 642.9154 | 639.75
2023-08-03 06:00 | DK1 | 19.5587 | 353 | 290.2917 | 662.8504 | 643.2917
2023-08-03 07:00 | DK1 | 89.4154 | 357.5833 | 278.4167 | 725.4154 | 636
2023-08-03 08:00 | DK1 | 215.0354 | 327.3333 | 251.5 | 793.8688 | 578.8333
2023-08-03 09:00 | DK1 | 311.7238 | 372.625 | 255.5417 | 939.8904 | 628.1667
2023-08-03 10:00 | DK1 | 450.1742 | 388.375 | 239.75 | 1078.2992 | 628.125
2023-08-03 11:00 | DK1 | 570.4371 | 368.875 | 387.875 | 1327.1871 | 756.75
2023-08-03 12:00 | DK1 | 598.5379 | 435.5 | 493.5417 | 1527.5796 | 929.0417
2023-08-03 13:00 | DK1 | 686.4863 | 502.4167 | 395.375 | 1584.2779 | 897.7917
2023-08-03 14:00 | DK1 | 757.8258 | 543.6667 | 557.6667 | 1859.1592 | 1101.3334
2023-08-03 15:00 | DK1 | 756.4371 | 563.5417 | 524.1667 | 1844.1454 | 1087.7084
2023-08-03 16:00 | DK1 | 765.0096 | 541.6667 | 603.6667 | 1910.343 | 1145.3334
2023-08-03 17:00 | DK1 | 584.9421 | 547.1667 | 665.4583 | 1797.5671 | 1212.625
2023-08-03 18:00 | DK1 | 492.5871 | 635.6667 | 703.4167 | 1831.6705 | 1339.0834
2023-08-03 19:00 | DK1 | 239.9192 | 657.1667 | 659.4167 | 1556.5025 | 1316.5834
2023-08-03 20:00 | DK1 | 72.9029 | 858.3333 | 607.1667 | 1538.4029 | 1465.5
2023-08-03 21:00 | DK1 | 6.2767 | 751.5 | 658.7917 | 1416.5684 | 1410.2917
2023-08-03 22:00 | DK1 | 0 | 787.5833 | 697.875 | 1485.4583 | 1485.4583
2023-08-03 23:00 | DK1 | 0 | 907.125 | 589.0833 | 1496.2083 | 1496.2083
2023-08-04 | DK1 | 0 | 1081.2916 | 663.1667 | 1744.4583 | 1744.4583
2023-08-04 01:00 | DK1 | 0 | 1135.3334 | 776.2083 | 1911.5417 | 1911.5417
2023-08-04 02:00 | DK1 | 0 | 1260 | 822.6667 | 2082.6667 | 2082.6667
2023-08-04 03:00 | DK1 | 0 | 1201.2084 | 818.7917 | 2020.0001 | 2020.0001
2023-08-04 04:00 | DK1 | 0.095 | 1271 | 785.9583 | 2057.0533 | 2056.9583
2023-08-04 05:00 | DK1 | 4.7862 | 1210.5834 | 748.25 | 1963.6196 | 1958.8334
2023-08-04 06:00 | DK1 | 44.9325 | 1272.625 | 871.8333 | 2189.3908 | 2144.4583
2023-08-04 07:00 | DK1 | 145.4425 | 1177.4166 | 700.4583 | 2023.3174 | 1877.8749
2023-08-04 08:00 | DK1 | 303.085 | 1383 | 655.75 | 2341.835 | 2038.75
2023-08-04 09:00 | DK1 | 437.0992 | 1797.2084 | 877.125 | 3111.4325 | 2674.3334
2023-08-04 10:00 | DK1 | 505.2517 | 1934.6666 | 868.375 | 3308.2933 | 2803.0416
2023-08-04 11:00 | DK1 | 631.1738 | 1969.0416 | 762.5 | 3362.7154 | 2731.5416
2023-08-04 12:00 | DK1 | 767.4208 | 2089.5833 | 855.5417 | 3712.5458 | 2945.1249
2023-08-04 13:00 | DK1 | 900.74 | 2095.625 | 813.0833 | 3809.4483 | 2908.7083
2023-08-04 14:00 | DK1 | 919.0609 | 2175.7083 | 805.9167 | 3900.6858 | 2981.6249
2023-08-04 15:00 | DK1 | 871.1191 | 2334.375 | 823.2917 | 4028.7858 | 3157.6667
2023-08-04 16:00 | DK1 | 752.3496 | 2534.0833 | 923.7917 | 4210.2245 | 3457.8749
2023-08-04 17:00 | DK1 | 580.2054 | 2545.4583 | 975.2917 | 4100.9554 | 3520.7499
2023-08-04 18:00 | DK1 | 342.0504 | 2183.1667 | 1002.1667 | 3527.3839 | 3185.3334
2023-08-04 19:00 | DK1 | 158.8583 | 1898.1666 | 964.625 | 3021.65 | 2862.7916
2023-08-04 20:00 | DK1 | 42.2967 | 1765.875 | 890.9583 | 2699.13 | 2656.8333
2023-08-04 21:00 | DK1 | 0.92375 | 1395.625 | 771.5417 | 2168.0904 | 2167.1667
2023-08-04 22:00 | DK1 | 0 | 1231.2084 | 743.125 | 1974.3334 | 1974.3334
2023-08-04 23:00 | DK1 | 0 | 1286.4584 | 737.375 | 2023.8334 | 2023.8334
2023-08-05 | DK1 | 0 | 1410.75 | 732.875 | 2143.625 | 2143.625
2023-08-05 01:00 | DK1 | 0 | 1370.9166 | 622.5417 | 1993.4583 | 1993.4583
2023-08-05 02:00 | DK1 | 0 | 1455.75 | 583.5417 | 2039.2917 | 2039.2917
2023-08-05 03:00 | DK1 | 0 | 1197.25 | 538.8333 | 1736.0833 | 1736.0833
2023-08-05 04:00 | DK1 | 0.072917 | 1044.3334 | 496.0833 | 1540.4896 | 1540.4167
2023-08-05 05:00 | DK1 | 4.4717 | 874.7083 | 465.2917 | 1344.4716 | 1340
2023-08-05 06:00 | DK1 | 47.3446 | 772.0833 | 387.5417 | 1206.9696 | 1159.625
2023-08-05 07:00 | DK1 | 201.6433 | 556.7083 | 345.9583 | 1104.31 | 902.6667
2023-08-05 08:00 | DK1 | 449.2671 | 487.0417 | 280.9583 | 1217.2671 | 768
2023-08-05 09:00 | DK1 | 797.7438 | 751.5417 | 315.7917 | 1865.0771 | 1067.3333
2023-08-05 10:00 | DK1 | 779.0609 | 738.4167 | 177.125 | 1694.6025 | 915.5417
2023-08-05 11:00 | DK1 | 1027.2196 | 668.125 | 79.9583 | 1775.3029 | 748.0833
2023-08-05 12:00 | DK1 | 1063.2308 | 523.5833 | 49.7083 | 1636.5225 | 573.2916
2023-08-05 13:00 | DK1 | 1107.0913 | 394.875 | 87.7083 | 1589.6746 | 482.5833
2023-08-05 14:00 | DK1 | 1142.9629 | 341.1667 | 27.375 | 1511.5045 | 368.5417
2023-08-05 15:00 | DK1 | 1084.5604 | 302.8333 | 77.625 | 1465.0188 | 380.4583
2023-08-05 16:00 | DK1 | 1023.7658 | 280.4583 | 98.1667 | 1402.3908 | 378.625
2023-08-05 17:00 | DK1 | 842.0712 | 223.7917 | 72.5417 | 1138.4046 | 296.3333
2023-08-05 18:00 | DK1 | 609.9192 | 126.4167 | 62.0833 | 798.4192 | 188.5
2023-08-05 19:00 | DK1 | 268.86 | 45.7083 | 42.2083 | 356.7766 | 87.9167
2023-08-05 20:00 | DK1 | 65.2525 | 28.125 | 70.0417 | 163.4192 | 98.1667
2023-08-05 21:00 | DK1 | 3.6587 | 69 | 162.9167 | 235.5754 | 231.9167
2023-08-05 22:00 | DK1 | 0 | 159.875 | 199.5417 | 359.4167 | 359.4167
2023-08-05 23:00 | DK1 | 0 | 292.7917 | 353.4167 | 646.2083 | 646.2083
2023-08-06 | DK1 | 0 | 397.25 | 443.625 | 840.875 | 840.875
2023-08-06 01:00 | DK1 | 0 | 447.6667 | 549.7083 | 997.375 | 997.375
2023-08-06 02:00 | DK1 | 0 | 421.2083 | 514.7083 | 935.9167 | 935.9167
2023-08-06 03:00 | DK1 | 0 | 438.0833 | 415.875 | 853.9583 | 853.9583
2023-08-06 04:00 | DK1 | 0.04875 | 389.0417 | 386.0833 | 775.1738 | 775.125
2023-08-06 05:00 | DK1 | 2.9133 | 376.5 | 255.5417 | 634.955 | 632.0417
2023-08-06 06:00 | DK1 | 26.3396 | 329.25 | 329.5 | 685.0896 | 658.75
2023-08-06 07:00 | DK1 | 127.5879 | 239.5833 | 173.75 | 540.9212 | 413.3333
2023-08-06 08:00 | DK1 | 242.6337 | 197.1667 | 269.125 | 708.9254 | 466.2917
2023-08-06 09:00 | DK1 | 379.0404 | 144.25 | 217.5 | 740.7904 | 361.75
2023-08-06 10:00 | DK1 | 543.9975 | 152.2917 | 175.3333 | 871.6225 | 327.625
2023-08-06 11:00 | DK1 | 635.2771 | 209.9167 | 140.75 | 985.9438 | 350.6667
2023-08-06 12:00 | DK1 | 677.0092 | 215.8333 | 129.6667 | 1022.5092 | 345.5
2023-08-06 13:00 | DK1 | 681.395 | 333.25 | 119.7083 | 1134.3534 | 452.9583
2023-08-06 14:00 | DK1 | 662.0383 | 407.9583 | 154.0833 | 1224.08 | 562.0417
2023-08-06 15:00 | DK1 | 702.0771 | 554.375 | 206.2083 | 1462.6604 | 760.5833
2023-08-06 16:00 | DK1 | 531.5317 | 605.875 | 219.5 | 1356.9067 | 825.375
2023-08-06 17:00 | DK1 | 392.5 | 574.0417 | 405.875 | 1372.4167 | 979.9167
2023-08-06 18:00 | DK1 | 259.2417 | 525.125 | 509.375 | 1293.7417 | 1034.5
2023-08-06 19:00 | DK1 | 135.715 | 537.5 | 738.375 | 1411.59 | 1275.875
2023-08-06 20:00 | DK1 | 42.6592 | 540.125 | 700.2083 | 1282.9925 | 1240.3333
2023-08-06 21:00 | DK1 | 1.2971 | 612.625 | 681.4167 | 1295.3388 | 1294.0417
2023-08-06 22:00 | DK1 | 0 | 763.4167 | 758.7083 | 1522.125 | 1522.125
2023-08-06 23:00 | DK1 | 0 | 988.3333 | 800.4583 | 1788.7916 | 1788.7916
2023-08-07 | DK1 | 0 | 1203.625 | 890.5417 | 2094.1667 | 2094.1667
2023-08-07 01:00 | DK1 | 0 | 1352.875 | 1032.2084 | 2385.0834 | 2385.0834
2023-08-07 02:00 | DK1 | 0 | 1591.8334 | 1038.6666 | 2630.5 | 2630.5
2023-08-07 03:00 | DK1 | 0 | 1590.9166 | 988.9583 | 2579.8749 | 2579.8749
2023-08-07 04:00 | DK1 | 0.00875 | 1848.2916 | 1017.5417 | 2865.8421 | 2865.8333
2023-08-07 05:00 | DK1 | 0.94875 | 2045.9584 | 994.25 | 3041.1571 | 3040.2084
2023-08-07 06:00 | DK1 | 10.4712 | 2407.125 | 1016.0833 | 3433.6796 | 3423.2083
2023-08-07 07:00 | DK1 | 40.5783 | 2405.3333 | 890.3333 | 3336.2449 | 3295.6666
2023-08-07 08:00 | DK1 | 100.1133 | 2003.2084 | 998.9167 | 3102.2384 | 3002.1251
2023-08-07 09:00 | DK1 | 164.1275 | 2951.4583 | 999.3333 | 4114.9191 | 3950.7916
2023-08-07 10:00 | DK1 | 284.1404 | 2348.6667 | 1051.375 | 3684.1822 | 3400.0417
2023-08-07 11:00 | DK1 | 440.5475 | 2739.625 | 982.0833 | 4162.2558 | 3721.7083
2023-08-07 12:00 | DK1 | 411.6646 | 2987.25 | 832.0417 | 4230.9563 | 3819.2917
2023-08-07 13:00 | DK1 | 408.655 | 2357 | 563 | 3328.655 | 2920
2023-08-07 14:00 | DK1 | 285.6187 | 2608.5833 | 607.4167 | 3501.6187 | 3215.9999
2023-08-07 15:00 | DK1 | 206.2308 | 2406.0833 | 213.0417 | 2825.3558 | 2619.1249
2023-08-07 16:00 | DK1 | 200.0575 | 2782.125 | 341.2083 | 3323.3908 | 3123.3333
2023-08-07 17:00 | DK1 | 164.9671 | 2651.625 | 329.7083 | 3146.3004 | 2981.3333
2023-08-07 18:00 | DK1 | 162.1283 | 3002.9583 | 671.5833 | 3836.6699 | 3674.5416
2023-08-07 19:00 | DK1 | 93.2954 | 2553.875 | 1022.1667 | 3669.3371 | 3576.0417
2023-08-07 20:00 | DK1 | 19.9917 | 2584.2083 | 1016.3333 | 3620.5332 | 3600.5416
2023-08-07 21:00 | DK1 | 0.035833 | 2847.625 | 1041.75 | 3889.4108 | 3889.375
2023-08-07 22:00 | DK1 | 0 | 2615.5417 | 980.5417 | 3596.0834 | 3596.0834
2023-08-07 23:00 | DK1 | 0 | 2704.2083 | 1000 | 3704.2083 | 3704.2083
2023-08-08 | DK1 | 0 | 2685.4583 | 747.9167 | 3433.3749 | 3433.3749
2023-08-08 01:00 | DK1 | 0 | 2788.875 | 251.875 | 3040.75 | 3040.75
2023-08-08 02:00 | DK1 | 0 | 2820.5 | 276.3333 | 3096.8333 | 3096.8333
2023-08-08 03:00 | DK1 | 0 | 2475.4583 | 192.9167 | 2668.3749 | 2668.3749
2023-08-08 04:00 | DK1 | 0.014583 | 2541.5417 | 227 | 2768.5563 | 2768.5417
2023-08-08 05:00 | DK1 | 2.2833 | 2426 | 292.75 | 2721.0333 | 2718.75
2023-08-08 06:00 | DK1 | 28.2392 | 2343.6667 | 732.5 | 3104.4059 | 3076.1667
2023-08-08 07:00 | DK1 | 124.2779 | 2407.4167 | 583.4583 | 3115.153 | 2990.8751
2023-08-08 08:00 | DK1 | 303.0075 | 2815.25 | 682.1667 | 3800.4242 | 3497.4167
2023-08-08 09:00 | DK1 | 463.62 | 2916.4583 | 647.4583 | 4027.5366 | 3563.9166
2023-08-08 10:00 | DK1 | 561.7625 | 2407 | 330.2917 | 3299.0542 | 2737.2917
2023-08-08 11:00 | DK1 | 545.1962 | 2121 | 311.0417 | 2977.2379 | 2432.0417
2023-08-08 12:00 | DK1 | 542.1859 | 2186.0833 | 245 | 2973.2691 | 2431.0833
2023-08-08 13:00 | DK1 | 546.6246 | 2066.6667 | 253.1667 | 2866.458 | 2319.8334
2023-08-08 14:00 | DK1 | 505.9433 | 2092.7917 | 219 | 2817.7351 | 2311.7917
2023-08-08 15:00 | DK1 | 413.9662 | 2145.2083 | 238.6667 | 2797.8412 | 2383.8749
2023-08-08 16:00 | DK1 | 384.9537 | 2183.0417 | 290.625 | 2858.6205 | 2473.6667
2023-08-08 17:00 | DK1 | 318.8025 | 2742.2083 | 323.9583 | 3384.9691 | 3066.1666
2023-08-08 18:00 | DK1 | 234.5667 | 2664.6667 | 678.2917 | 3577.5251 | 3342.9584
2023-08-08 19:00 | DK1 | 103.8054 | 2708.5 | 764.75 | 3577.0554 | 3473.25
2023-08-08 20:00 | DK1 | 23.9858 | 2821.75 | 795.5417 | 3641.2775 | 3617.2917
2023-08-08 21:00 | DK1 | 0.05375 | 2773.9167 | 745.2083 | 3519.1788 | 3519.1251
2023-08-08 22:00 | DK1 | 0 | 2631.2083 | 748.375 | 3379.5833 | 3379.5833
2023-08-08 23:00 | DK1 | 0 | 2585.9167 | 702.4583 | 3288.3751 | 3288.3751
2023-08-09 | DK1 | 0 | 2657 | 721.2083 | 3378.2083 | 3378.2083
2023-08-09 01:00 | DK1 | 0 | 2296.4583 | 755.7083 | 3052.1666 | 3052.1666
2023-08-09 02:00 | DK1 | 0 | 2655.7917 | 692.25 | 3348.0417 | 3348.0417
2023-08-09 03:00 | DK1 | 0 | 2426.5417 | 690.5417 | 3117.0834 | 3117.0834
2023-08-09 04:00 | DK1 | 0.003333 | 2564.4167 | 752.0833 | 3316.5034 | 3316.5001
2023-08-09 05:00 | DK1 | 0.85083 | 2556.375 | 737.7917 | 3295.0175 | 3294.1667
2023-08-09 06:00 | DK1 | 10.0133 | 2423.0833 | 787 | 3220.0966 | 3210.0833
2023-08-09 07:00 | DK1 | 70.3254 | 2475.9583 | 588.125 | 3134.4087 | 3064.0833
2023-08-09 08:00 | DK1 | 162.5963 | 2777.6667 | 1002.3333 | 3942.5963 | 3780.0001
2023-08-09 09:00 | DK1 | 248.9096 | 3111.6667 | 1071.625 | 4432.2013 | 4183.2917
2023-08-09 10:00 | DK1 | 341.2217 | 2891.125 | 1079.7916 | 4312.1383 | 3970.9166
2023-08-09 11:00 | DK1 | 507.27 | 2857.7083 | 1016.4167 | 4381.3949 | 3874.1249
2023-08-09 12:00 | DK1 | 619.1054 | 2441.375 | 951.25 | 4011.7304 | 3392.625
2023-08-09 13:00 | DK1 | 586.3521 | 2397.125 | 1030 | 4013.4771 | 3427.125
2023-08-09 14:00 | DK1 | 701.8375 | 2960.3333 | 998.625 | 4660.7958 | 3958.9583
2023-08-09 15:00 | DK1 | 665.6321 | 2572.375 | 950.9583 | 4188.9654 | 3523.3333
2023-08-09 16:00 | DK1 | 547.0541 | 2798.4167 | 1081.375 | 4426.8459 | 3879.7917
2023-08-09 17:00 | DK1 | 412.5638 | 2706.8333 | 1050.625 | 4170.022 | 3757.4583
2023-08-09 18:00 | DK1 | 339.9454 | 2555.5 | 1052.125 | 3947.5704 | 3607.625
2023-08-09 19:00 | DK1 | 139.7233 | 2302.0833 | 1062.5834 | 3504.39 | 3364.6666
2023-08-09 20:00 | DK1 | 37.1013 | 2488.875 | 1035.2916 | 3561.2679 | 3524.1666
2023-08-09 21:00 | DK1 | 1.1425 | 2142.4167 | 1005.8333 | 3149.3926 | 3148.2501
2023-08-09 22:00 | DK1 | 0.035833 | 2028.8334 | 1049.9166 | 3078.7858 | 3078.75
2023-08-09 23:00 | DK1 | 0 | 1877.5 | 1021.5833 | 2899.0833 | 2899.0833
2023-08-10 | DK1 | 0 | 1832.2084 | 867.9583 | 2700.1667 | 2700.1667
2023-08-10 01:00 | DK1 | 0 | 1653.5834 | 986.25 | 2639.8334 | 2639.8334
2023-08-10 02:00 | DK1 | 0 | 1746.3334 | 989.5833 | 2735.9167 | 2735.9167
2023-08-10 03:00 | DK1 | 0 | 1758.125 | 919.25 | 2677.375 | 2677.375
2023-08-10 04:00 | DK1 | 0.009167 | 1746.0834 | 961.7083 | 2707.8009 | 2707.7917
2023-08-10 05:00 | DK1 | 2.1754 | 1623.8334 | 994.0417 | 2620.0505 | 2617.8751
2023-08-10 06:00 | DK1 | 28.9646 | 1624 | 1051.3334 | 2704.298 | 2675.3334
2023-08-10 07:00 | DK1 | 126.9633 | 1507.9584 | 926.5417 | 2561.4634 | 2434.5001
2023-08-10 08:00 | DK1 | 346.6133 | 1788.5834 | 973.375 | 3108.5717 | 2761.9584
2023-08-10 09:00 | DK1 | 506.3208 | 2204.625 | 924.4167 | 3635.3625 | 3129.0417
2023-08-10 10:00 | DK1 | 690.3483 | 2282.6667 | 850.0417 | 3823.0568 | 3132.7084
2023-08-10 11:00 | DK1 | 925.7525 | 2284.2917 | 828.7083 | 4038.7526 | 3113.0001
2023-08-10 12:00 | DK1 | 983.085 | 2391.5 | 798.8333 | 4173.4183 | 3190.3333
2023-08-10 13:00 | DK1 | 982.6808 | 2367.6667 | 750.0833 | 4100.4309 | 3117.7501
2023-08-10 14:00 | DK1 | 1014.0566 | 2406.875 | 679.5 | 4100.4316 | 3086.375
2023-08-10 15:00 | DK1 | 1059.8479 | 2284.625 | 566.1667 | 3910.6396 | 2850.7917
2023-08-10 16:00 | DK1 | 859.7829 | 2215.625 | 560.7917 | 3636.1996 | 2776.4167
2023-08-10 17:00 | DK1 | 741.9642 | 2202.3333 | 625.125 | 3569.4224 | 2827.4583
2023-08-10 18:00 | DK1 | 517.6304 | 1993.1666 | 531.9167 | 3042.7137 | 2525.0833
2023-08-10 19:00 | DK1 | 237.0875 | 1631.7084 | 507.5417 | 2376.3375 | 2139.25
2023-08-10 20:00 | DK1 | 47.2938 | 1262.3334 | 481 | 1790.6271 | 1743.3334
2023-08-10 21:00 | DK1 | 0.84125 | 734.9167 | 412.0417 | 1147.7996 | 1146.9583
2023-08-10 22:00 | DK1 | 0 | 613.7917 | 441.4167 | 1055.2083 | 1055.2083
2023-08-10 23:00 | DK1 | 0 | 623.4167 | 369.0833 | 992.5 | 992.5
2023-08-11 | DK1 | 0 | 668.9583 | 337.5 | 1006.4583 | 1006.4583
2023-08-11 01:00 | DK1 | 0 | 631.25 | 306 | 937.25 | 937.25
2023-08-11 02:00 | DK1 | 0 | 559.2083 | 269.875 | 829.0833 | 829.0833
2023-08-11 03:00 | DK1 | 0 | 467.6667 | 215.0833 | 682.75 | 682.75
2023-08-11 04:00 | DK1 | 0.006667 | 468.75 | 150.2917 | 619.0483 | 619.0417
2023-08-11 05:00 | DK1 | 2.0296 | 406.7917 | 163.875 | 572.6962 | 570.6667
2023-08-11 06:00 | DK1 | 34.5604 | 323.4167 | 118.7083 | 476.6854 | 442.125
2023-08-11 07:00 | DK1 | 147.2267 | 240.7917 | 76.3333 | 464.3517 | 317.125
2023-08-11 08:00 | DK1 | 259.4612 | 169.375 | 71.125 | 499.9612 | 240.5
2023-08-11 09:00 | DK1 | 410.7017 | 262.7917 | 100.125 | 773.6183 | 362.9167
2023-08-11 10:00 | DK1 | 662.3166 | 298.875 | 108.1667 | 1069.3583 | 407.0417
2023-08-11 11:00 | DK1 | 720.5071 | 384.0833 | 114.2083 | 1218.7988 | 498.2917
2023-08-11 12:00 | DK1 | 675.1346 | 452.2083 | 164.375 | 1291.7179 | 616.5833
2023-08-11 13:00 | DK1 | 660.8837 | 509.5833 | 181.5417 | 1352.0087 | 691.125
2023-08-11 14:00 | DK1 | 708.5666 | 497.375 | 338.2917 | 1544.2333 | 835.6667
2023-08-11 15:00 | DK1 | 931.7892 | 506.4583 | 391.5417 | 1829.7892 | 898
2023-08-11 16:00 | DK1 | 874.9079 | 648.7083 | 624.125 | 2147.7412 | 1272.8333
2023-08-11 17:00 | DK1 | 662.27 | 825.1667 | 683.7083 | 2171.145 | 1508.875
2023-08-11 18:00 | DK1 | 376.385 | 870.5417 | 705.5833 | 1952.51 | 1576.125
2023-08-11 19:00 | DK1 | 205.9592 | 823.4583 | 514.8333 | 1544.2508 | 1338.2916
2023-08-11 20:00 | DK1 | 36.7708 | 956 | 438 | 1430.7708 | 1394
2023-08-11 21:00 | DK1 | 0.27958 | 745.4167 | 435.5417 | 1181.2379 | 1180.9583
2023-08-11 22:00 | DK1 | 0 | 725.7083 | 474.6667 | 1200.375 | 1200.375
2023-08-11 23:00 | DK1 | 0 | 662.2917 | 530.2917 | 1192.5834 | 1192.5834
2023-08-12 | DK1 | 0 | 553.9583 | 461.8333 | 1015.7917 | 1015.7917
2023-08-12 01:00 | DK1 | 0 | 441 | 454.4583 | 895.4583 | 895.4583
2023-08-12 02:00 | DK1 | 0 | 326.75 | 407.625 | 734.375 | 734.375
2023-08-12 03:00 | DK1 | 0 | 257.7083 | 406.7083 | 664.4167 | 664.4167
2023-08-12 04:00 | DK1 | 0.0025 | 194.625 | 213.75 | 408.3775 | 408.375
2023-08-12 05:00 | DK1 | 1.1654 | 155.0833 | 165.4167 | 321.6654 | 320.5
2023-08-12 06:00 | DK1 | 17.1913 | 110.125 | 250.0417 | 377.3579 | 360.1667
2023-08-12 07:00 | DK1 | 103.8875 | 80.125 | 103.6667 | 287.6792 | 183.7917
2023-08-12 08:00 | DK1 | 253.8412 | 43.2083 | 122.3333 | 419.3829 | 165.5417
2023-08-12 09:00 | DK1 | 435.5854 | 59.5833 | 171.4167 | 666.5854 | 231
2023-08-12 10:00 | DK1 | 626.4429 | 59.1667 | 182.75 | 868.3596 | 241.9167
2023-08-12 11:00 | DK1 | 769.6392 | 113.2917 | 194.7083 | 1077.6392 | 308
2023-08-12 12:00 | DK1 | 767.4338 | 194.5 | 193.625 | 1155.5588 | 388.125
2023-08-12 13:00 | DK1 | 529.6 | 222.0417 | 231.0417 | 982.6833 | 453.0833
2023-08-12 14:00 | DK1 | 426.0058 | 277.375 | 233.9167 | 937.2975 | 511.2917
2023-08-12 15:00 | DK1 | 279.6892 | 257.9583 | 148.625 | 686.2725 | 406.5833
2023-08-12 16:00 | DK1 | 151.4483 | 257.7083 | 188 | 597.1567 | 445.7083
2023-08-12 17:00 | DK1 | 110.49 | 243.375 | 151.7083 | 505.5733 | 395.0833
2023-08-12 18:00 | DK1 | 72.4258 | 210.4167 | 259.0417 | 541.8842 | 469.4583
2023-08-12 19:00 | DK1 | 71.8783 | 224.8333 | 243.8333 | 540.545 | 468.6667
2023-08-12 20:00 | DK1 | 30.775 | 258.875 | 343.5 | 633.15 | 602.375
2023-08-12 21:00 | DK1 | 5.0996 | 323.7083 | 275.8333 | 604.6413 | 599.5417
2023-08-12 22:00 | DK1 | 0 | 420.5 | 226.4167 | 646.9167 | 646.9167
2023-08-12 23:00 | DK1 | 0 | 480.875 | 309.125 | 790 | 790
2023-08-13 | DK1 | 0 | 468.9583 | 375.9583 | 844.9167 | 844.9167
2023-08-13 01:00 | DK1 | 0 | 472.5417 | 410.2917 | 882.8333 | 882.8333
2023-08-13 02:00 | DK1 | 0 | 483.875 | 421.4583 | 905.3333 | 905.3333
2023-08-13 03:00 | DK1 | 0 | 394.3333 | 446.125 | 840.4583 | 840.4583
2023-08-13 04:00 | DK1 | 0.002083 | 398.2917 | 474.3333 | 872.6271 | 872.625
2023-08-13 05:00 | DK1 | 1.9442 | 393.9167 | 472.3333 | 868.1942 | 866.25
2023-08-13 06:00 | DK1 | 28.8617 | 387.1667 | 473 | 889.0283 | 860.1667
2023-08-13 07:00 | DK1 | 111.3117 | 401.3333 | 407.2917 | 919.9367 | 808.625
2023-08-13 08:00 | DK1 | 247.2737 | 454.9167 | 442.375 | 1144.5654 | 897.2917
2023-08-13 09:00 | DK1 | 371.4175 | 635.9583 | 422.4583 | 1429.8342 | 1058.4167
2023-08-13 10:00 | DK1 | 523.3996 | 816.0417 | 401.125 | 1740.5663 | 1217.1667
2023-08-13 11:00 | DK1 | 851.885 | 999.4583 | 428.2083 | 2279.5517 | 1427.6667
2023-08-13 12:00 | DK1 | 1016.1038 | 1195.9584 | 448.5833 | 2660.6455 | 1644.5417
2023-08-13 13:00 | DK1 | 942.5646 | 1369.875 | 419.6667 | 2732.1062 | 1789.5417
2023-08-13 14:00 | DK1 | 827.4254 | 1288.5 | 448.0417 | 2563.9671 | 1736.5417
2023-08-13 15:00 | DK1 | 824.2338 | 1220.0416 | 492.375 | 2536.6504 | 1712.4166
2023-08-13 16:00 | DK1 | 717.6284 | 1175.9584 | 597.3333 | 2490.92 | 1773.2917
2023-08-13 17:00 | DK1 | 430.2475 | 1057.4166 | 592.5 | 2080.1641 | 1649.9166
2023-08-13 18:00 | DK1 | 256.9458 | 832.375 | 594.4583 | 1683.7791 | 1426.8333
2023-08-13 19:00 | DK1 | 112.8125 | 558.2917 | 580.5417 | 1251.6459 | 1138.8334
2023-08-13 20:00 | DK1 | 35.8092 | 483.5 | 435.2083 | 954.5175 | 918.7083
2023-08-13 21:00 | DK1 | 0.13375 | 408.1667 | 366.7917 | 775.0921 | 774.9583
2023-08-13 22:00 | DK1 | 0 | 410.5 | 271.375 | 681.875 | 681.875
2023-08-13 23:00 | DK1 | 0 | 414.7917 | 256.9167 | 671.7083 | 671.7083
2023-08-14 | DK1 | 0 | 417.6667 | 280 | 697.6667 | 697.6667
2023-08-14 01:00 | DK1 | 0 | 392.3333 | 321.0833 | 713.4167 | 713.4167
2023-08-14 02:00 | DK1 | 0 | 435.0833 | 340.2083 | 775.2917 | 775.2917
2023-08-14 03:00 | DK1 | 0 | 397.9167 | 313.375 | 711.2917 | 711.2917
2023-08-14 04:00 | DK1 | 0.000417 | 401.5 | 297.8333 | 699.3338 | 699.3333
2023-08-14 05:00 | DK1 | 1.7604 | 366.125 | 348.4583 | 716.3438 | 714.5833
2023-08-14 06:00 | DK1 | 28.2742 | 312.5833 | 354.3333 | 695.1909 | 666.9167
2023-08-14 07:00 | DK1 | 164.8833 | 266.6667 | 266.0833 | 697.6333 | 532.75
2023-08-14 08:00 | DK1 | 364.5471 | 226 | 292.5 | 883.0471 | 518.5
2023-08-14 09:00 | DK1 | 574.3066 | 233.5833 | 289.4583 | 1097.3483 | 523.0417
2023-08-14 10:00 | DK1 | 945.2246 | 272.25 | 253.25 | 1470.7246 | 525.5
2023-08-14 11:00 | DK1 | 1123.97 | 417.0833 | 236.0417 | 1777.095 | 653.125
2023-08-14 12:00 | DK1 | 1149.8888 | 478.0833 | 257.625 | 1885.5971 | 735.7083
2023-08-14 13:00 | DK1 | 1071.9016 | 442 | 191.4583 | 1705.3599 | 633.4583
2023-08-14 14:00 | DK1 | 1036.1504 | 487.4167 | 240.7917 | 1764.3587 | 728.2083
2023-08-14 15:00 | DK1 | 878.0754 | 536.6667 | 276.4167 | 1691.1588 | 813.0833
2023-08-14 16:00 | DK1 | 690.1866 | 604.0833 | 193.8333 | 1488.1033 | 797.9166
2023-08-14 17:00 | DK1 | 473.3583 | 390.25 | 121.9167 | 985.525 | 512.1667
2023-08-14 18:00 | DK1 | 400.4258 | 261 | 101.7083 | 763.1342 | 362.7083
2023-08-14 19:00 | DK1 | 189.99 | 145.4167 | 78.0833 | 413.49 | 223.5
2023-08-14 20:00 | DK1 | 24.2971 | 90 | 82.8333 | 197.1304 | 172.8333
2023-08-14 21:00 | DK1 | 0.10083 | 74.4167 | 103.5833 | 178.1008 | 178
2023-08-14 22:00 | DK1 | 0 | 57.5417 | 123.5833 | 181.125 | 181.125
2023-08-14 23:00 | DK1 | 0 | 93.5 | 159.5 | 253 | 253
2023-08-15 | DK1 | 0 | 128.9583 | 170.4583 | 299.4167 | 299.4167
2023-08-15 01:00 | DK1 | 0 | 235.0417 | 291.375 | 526.4167 | 526.4167
2023-08-15 02:00 | DK1 | 0 | 279.4167 | 335.7083 | 615.125 | 615.125
2023-08-15 03:00 | DK1 | 0 | 381.3333 | 375.625 | 756.9583 | 756.9583
2023-08-15 04:00 | DK1 | 0 | 328.9583 | 397.0833 | 726.0417 | 726.0417
2023-08-15 05:00 | DK1 | 1.5421 | 361.5417 | 395.8333 | 758.9171 | 757.375
2023-08-15 06:00 | DK1 | 25.4067 | 409.375 | 526.2917 | 961.0734 | 935.6667
2023-08-15 07:00 | DK1 | 134.9812 | 458.1667 | 401.875 | 995.0229 | 860.0417
2023-08-15 08:00 | DK1 | 359.6388 | 317.5833 | 454.2917 | 1131.5138 | 771.875
2023-08-15 09:00 | DK1 | 492.5558 | 210.5 | 353.5 | 1056.5558 | 564
2023-08-15 10:00 | DK1 | 494.2875 | 173.125 | 225.0417 | 892.4542 | 398.1667
2023-08-15 11:00 | DK1 | 427.135 | 238.0833 | 284.4583 | 949.6767 | 522.5417
2023-08-15 12:00 | DK1 | 526.1654 | 240.8333 | 253.0833 | 1020.0821 | 493.9167
2023-08-15 13:00 | DK1 | 698.8654 | 381.5417 | 338.125 | 1418.5321 | 719.6667
2023-08-15 14:00 | DK1 | 1003.5817 | 670.2083 | 385 | 2058.79 | 1055.2083
2023-08-15 15:00 | DK1 | 914.9075 | 1137.625 | 406.0417 | 2458.5741 | 1543.6667
2023-08-15 16:00 | DK1 | 966.9658 | 1439.125 | 686.4167 | 3092.5075 | 2125.5417
2023-08-15 17:00 | DK1 | 673.7896 | 1684.375 | 818.3333 | 3176.4979 | 2502.7083
2023-08-15 18:00 | DK1 | 468.5738 | 1660.5834 | 907 | 3036.1571 | 2567.5834
2023-08-15 19:00 | DK1 | 168.75 | 1566.5416 | 871.9583 | 2607.2499 | 2438.4999
2023-08-15 20:00 | DK1 | 25.2862 | 1511.9584 | 701.125 | 2238.3696 | 2213.0834
2023-08-15 21:00 | DK1 | 0.02875 | 1346.7084 | 656.2917 | 2003.0288 | 2003.0001
2023-08-15 22:00 | DK1 | 0 | 1259.8334 | 790.9167 | 2050.7501 | 2050.7501
2023-08-15 23:00 | DK1 | 0 | 1284.4584 | 905.625 | 2190.0834 | 2190.0834
2023-08-16 | DK1 | 0 | 1397.5834 | 796.2917 | 2193.8751 | 2193.8751
2023-08-16 01:00 | DK1 | 0 | 1340.625 | 749.7083 | 2090.3333 | 2090.3333
2023-08-16 02:00 | DK1 | 0 | 1300.1666 | 826.75 | 2126.9166 | 2126.9166
2023-08-16 03:00 | DK1 | 0 | 1281.9584 | 873.75 | 2155.7084 | 2155.7084
2023-08-16 04:00 | DK1 | 0 | 1292.4166 | 862.125 | 2154.5416 | 2154.5416
2023-08-16 05:00 | DK1 | 0.96458 | 1233.1666 | 842.125 | 2076.2562 | 2075.2916
2023-08-16 06:00 | DK1 | 16.32 | 1296.4166 | 842.25 | 2154.9866 | 2138.6666
2023-08-16 07:00 | DK1 | 92.0925 | 1057.2084 | 827.5 | 1976.8009 | 1884.7084
2023-08-16 08:00 | DK1 | 221.7517 | 1024.7084 | 753 | 1999.46 | 1777.7084
2023-08-16 09:00 | DK1 | 422.3788 | 1194.7084 | 631.4167 | 2248.5038 | 1826.1251
2023-08-16 10:00 | DK1 | 578.8479 | 1096.5834 | 460.4583 | 2135.8896 | 1557.0417
2023-08-16 11:00 | DK1 | 694.8925 | 1030.2916 | 367.5417 | 2092.7258 | 1397.8333
2023-08-16 12:00 | DK1 | 747.5654 | 972.75 | 408.5 | 2128.8154 | 1381.25
2023-08-16 13:00 | DK1 | 702.3442 | 977.7083 | 327.875 | 2007.9275 | 1305.5833
2023-08-16 14:00 | DK1 | 797.2058 | 1018.9583 | 225.375 | 2041.5391 | 1244.3333
2023-08-16 15:00 | DK1 | 809.6617 | 1050.625 | 171.1667 | 2031.4534 | 1221.7917
2023-08-16 16:00 | DK1 | 650.7854 | 1042.5834 | 195.1667 | 1888.5354 | 1237.75
2023-08-16 17:00 | DK1 | 519.5979 | 982.4167 | 203.4167 | 1705.4313 | 1185.8334
2023-08-16 18:00 | DK1 | 315.5879 | 895.6667 | 248.6667 | 1459.9213 | 1144.3334
2023-08-16 19:00 | DK1 | 128.7188 | 812.5417 | 259.8333 | 1201.0938 | 1072.375
2023-08-16 20:00 | DK1 | 13.4721 | 664.875 | 311.3333 | 989.6804 | 976.2083
2023-08-16 21:00 | DK1 | 0 | 480.8333 | 338.5833 | 819.4167 | 819.4167
2023-08-16 22:00 | DK1 | 0 | 445.4167 | 235.25 | 680.6667 | 680.6667
2023-08-16 23:00 | DK1 | 0 | 424.1667 | 179.0417 | 603.2083 | 603.2083
2023-08-17 | DK1 | 0 | 369.25 | 181.8333 | 551.0833 | 551.0833
2023-08-17 01:00 | DK1 | 0 | 257.3333 | 124.25 | 381.5833 | 381.5833
2023-08-17 02:00 | DK1 | 0 | 255.7083 | 102 | 357.7083 | 357.7083
2023-08-17 03:00 | DK1 | 0 | 188.2917 | 83.9167 | 272.2083 | 272.2083
2023-08-17 04:00 | DK1 | 0 | 205.0833 | 113.4583 | 318.5417 | 318.5417
2023-08-17 05:00 | DK1 | 1.5529 | 177.75 | 80.25 | 259.5529 | 258
2023-08-17 06:00 | DK1 | 24.9879 | 163.4167 | 73.125 | 261.5296 | 236.5417
2023-08-17 07:00 | DK1 | 82.5938 | 91.25 | 36.125 | 209.9688 | 127.375
2023-08-17 08:00 | DK1 | 181.3179 | 45 | 30.2917 | 256.6096 | 75.2917
2023-08-17 09:00 | DK1 | 302.9679 | 14.4583 | 40.5 | 357.9263 | 54.9583
2023-08-17 10:00 | DK1 | 401.3337 | 7.2083 | 30.25 | 438.7921 | 37.4583
2023-08-17 11:00 | DK1 | 534.0671 | 17.4583 | 13 | 564.5254 | 30.4583
2023-08-17 12:00 | DK1 | 658.3137 | 17.3333 | 10.5417 | 686.1887 | 27.875
2023-08-17 13:00 | DK1 | 845.7421 | 40.2083 | 26.625 | 912.5754 | 66.8333
2023-08-17 14:00 | DK1 | 908.255 | 58.875 | 49.8333 | 1016.9633 | 108.7083
2023-08-17 15:00 | DK1 | 824.9875 | 92.5833 | 68.3333 | 985.9042 | 160.9167
2023-08-17 16:00 | DK1 | 746.6475 | 105.5417 | 54.25 | 906.4392 | 159.7917
2023-08-17 17:00 | DK1 | 636.4963 | 118.2917 | 49.0833 | 803.8713 | 167.375
2023-08-17 18:00 | DK1 | 376.1221 | 154.25 | 111.4167 | 641.7887 | 265.6667
2023-08-17 19:00 | DK1 | 155.3583 | 170.7917 | 121.2083 | 447.3583 | 292
2023-08-17 20:00 | DK1 | 32.51 | 182.625 | 147.375 | 362.51 | 330
2023-08-17 21:00 | DK1 | 0.6625 | 198.2083 | 219.875 | 418.7458 | 418.0833
2023-08-17 22:00 | DK1 | 0 | 221.1667 | 118.7917 | 339.9583 | 339.9583
2023-08-17 23:00 | DK1 | 0 | 207.625 | 55.5 | 263.125 | 263.125
2023-08-18 | DK1 | 0 | 209.1667 | 69.125 | 278.2917 | 278.2917
2023-08-18 01:00 | DK1 | 0 | 199.4583 | 148.1667 | 347.625 | 347.625
2023-08-18 02:00 | DK1 | 0 | 202.0833 | 144.1667 | 346.25 | 346.25
2023-08-18 03:00 | DK1 | 0 | 264.9583 | 87.9583 | 352.9167 | 352.9167
2023-08-18 04:00 | DK1 | 0 | 284.2083 | 166 | 450.2083 | 450.2083
2023-08-18 05:00 | DK1 | 1.0417 | 331.4583 | 170.875 | 503.375 | 502.3333
2023-08-18 06:00 | DK1 | 16.9979 | 310.4583 | 201.5833 | 529.0396 | 512.0417
2023-08-18 07:00 | DK1 | 95.2254 | 303.5 | 219.125 | 617.8504 | 522.625
2023-08-18 08:00 | DK1 | 216.5725 | 296.0417 | 275.6667 | 788.2808 | 571.7083
2023-08-18 09:00 | DK1 | 328.1404 | 348.5417 | 261.5417 | 938.2237 | 610.0833
2023-08-18 10:00 | DK1 | 381.0275 | 377.125 | 261.625 | 1019.7775 | 638.75
2023-08-18 11:00 | DK1 | 473.9875 | 476.0417 | 254.9583 | 1204.9875 | 731
2023-08-18 12:00 | DK1 | 576.2537 | 638.7917 | 313.875 | 1528.9204 | 952.6667
2023-08-18 13:00 | DK1 | 643.3604 | 773.9583 | 370.5 | 1787.8187 | 1144.4583
2023-08-18 14:00 | DK1 | 632.2612 | 857 | 381.25 | 1870.5112 | 1238.25
2023-08-18 15:00 | DK1 | 610.8896 | 991.0417 | 252.5417 | 1854.4729 | 1243.5834
2023-08-18 16:00 | DK1 | 543.2071 | 1091.1666 | 253.375 | 1887.7487 | 1344.5416
2023-08-18 17:00 | DK1 | 465.2554 | 1040.1666 | 339.875 | 1845.297 | 1380.0416
2023-08-18 18:00 | DK1 | 287.8779 | 979.7917 | 358.1667 | 1625.8363 | 1337.9583
2023-08-18 19:00 | DK1 | 138.8208 | 854.1667 | 473.7917 | 1466.7792 | 1327.9583
2023-08-18 20:00 | DK1 | 24.8346 | 834.5417 | 531 | 1390.3763 | 1365.5417
2023-08-18 21:00 | DK1 | 0.016667 | 790.9167 | 562.5833 | 1353.5167 | 1353.5
2023-08-18 22:00 | DK1 | 0 | 756.2917 | 619.9167 | 1376.2084 | 1376.2084
2023-08-18 23:00 | DK1 | 0 | 854.375 | 586.2917 | 1440.6667 | 1440.6667
2023-08-19 | DK1 | 0 | 781.7083 | 603.2083 | 1384.9166 | 1384.9166
2023-08-19 01:00 | DK1 | 0 | 765.25 | 602.2083 | 1367.4583 | 1367.4583
2023-08-19 02:00 | DK1 | 0 | 862.6667 | 626.8333 | 1489.5 | 1489.5
2023-08-19 03:00 | DK1 | 0 | 1014.375 | 589.375 | 1603.75 | 1603.75
2023-08-19 04:00 | DK1 | 0 | 1104.6666 | 629.875 | 1734.5416 | 1734.5416
2023-08-19 05:00 | DK1 | 0.915 | 1204.2084 | 642.2083 | 1847.3317 | 1846.4167
2023-08-19 06:00 | DK1 | 15.6137 | 1251.4166 | 797.5417 | 2064.5721 | 2048.9583
2023-08-19 07:00 | DK1 | 68.8446 | 1263.25 | 829.5 | 2161.5946 | 2092.75
2023-08-19 08:00 | DK1 | 144.5883 | 1367.625 | 976.8333 | 2489.0466 | 2344.4583
2023-08-19 09:00 | DK1 | 298.7721 | 1566.5834 | 899.2083 | 2764.5638 | 2465.7917
2023-08-19 10:00 | DK1 | 413.3492 | 1606.4166 | 855.625 | 2875.3908 | 2462.0416
2023-08-19 11:00 | DK1 | 532.6521 | 1493.125 | 831.5417 | 2857.3188 | 2324.6667
2023-08-19 12:00 | DK1 | 735.1617 | 1369.1666 | 831.7917 | 2936.12 | 2200.9583
2023-08-19 13:00 | DK1 | 820.6275 | 1389.0416 | 808.7917 | 3018.4608 | 2197.8333
2023-08-19 14:00 | DK1 | 536.5875 | 1378.4584 | 909.75 | 2824.7959 | 2288.2084
2023-08-19 15:00 | DK1 | 301.8225 | 1167.5 | 897.4167 | 2366.7392 | 2064.9167
2023-08-19 16:00 | DK1 | 201.3592 | 981.7917 | 935.2083 | 2118.3592 | 1917
2023-08-19 17:00 | DK1 | 139.6167 | 978.4583 | 851.7917 | 1969.8667 | 1830.25
2023-08-19 18:00 | DK1 | 79.8604 | 968.3333 | 933.3333 | 1981.527 | 1901.6666
2023-08-19 19:00 | DK1 | 29.2896 | 898.25 | 908.3333 | 1835.8729 | 1806.5833
2023-08-19 20:00 | DK1 | 3.9479 | 1034.25 | 595.625 | 1633.8229 | 1629.875
2023-08-19 21:00 | DK1 | 0 | 939.7917 | 653.75 | 1593.5417 | 1593.5417
2023-08-19 22:00 | DK1 | 0 | 878.7917 | 524.7917 | 1403.5834 | 1403.5834
2023-08-19 23:00 | DK1 | 0 | 586.4583 | 398.3333 | 984.7917 | 984.7917
2023-08-20 | DK1 | 0 | 576.625 | 413.7917 | 990.4167 | 990.4167
2023-08-20 01:00 | DK1 | 0 | 595.9583 | 497.0417 | 1093 | 1093
2023-08-20 02:00 | DK1 | 0 | 583.5 | 538.3333 | 1121.8333 | 1121.8333
2023-08-20 03:00 | DK1 | 0 | 475.1667 | 329.4583 | 804.625 | 804.625
2023-08-20 04:00 | DK1 | 0 | 381.2917 | 230.0833 | 611.375 | 611.375
2023-08-20 05:00 | DK1 | 1.2425 | 293.7917 | 243.125 | 538.1592 | 536.9167
2023-08-20 06:00 | DK1 | 22.2475 | 223.375 | 145.125 | 390.7475 | 368.5
2023-08-20 07:00 | DK1 | 104.9121 | 173.5417 | 199.375 | 477.8288 | 372.9167
2023-08-20 08:00 | DK1 | 216.915 | 186.5 | 230.0833 | 633.4983 | 416.5833
2023-08-20 09:00 | DK1 | 408.915 | 202.375 | 152.3333 | 763.6233 | 354.7083
2023-08-20 10:00 | DK1 | 799.1238 | 234.125 | 141 | 1174.2488 | 375.125
2023-08-20 11:00 | DK1 | 1069.9116 | 258.375 | 97.7917 | 1426.0783 | 356.1667
2023-08-20 12:00 | DK1 | 1186.5699 | 288.5 | 47.625 | 1522.6949 | 336.125
2023-08-20 13:00 | DK1 | 1217.3933 | 363.9583 | 79.9167 | 1661.2683 | 443.875
2023-08-20 14:00 | DK1 | 1110.2983 | 410.5417 | 83.4167 | 1604.2567 | 493.9583
2023-08-20 15:00 | DK1 | 977.1667 | 450.75 | 37.9583 | 1465.875 | 488.7083
2023-08-20 16:00 | DK1 | 894.9521 | 495.2917 | 123.3333 | 1513.5771 | 618.625
2023-08-20 17:00 | DK1 | 742.8821 | 482.9167 | 107.5833 | 1333.3821 | 590.5
2023-08-20 18:00 | DK1 | 485.4321 | 448.875 | 126.7083 | 1061.0154 | 575.5833
2023-08-20 19:00 | DK1 | 165.3225 | 403.7083 | 184.625 | 753.6558 | 588.3333
2023-08-20 20:00 | DK1 | 16.5338 | 338.625 | 210 | 565.1588 | 548.625
2023-08-20 21:00 | DK1 | 0 | 360 | 250.7083 | 610.7083 | 610.7083
2023-08-20 22:00 | DK1 | 0 | 371.8333 | 321.1667 | 693 | 693
2023-08-20 23:00 | DK1 | 0 | 340.125 | 194.4167 | 534.5417 | 534.5417
2023-08-21 | DK1 | 0 | 358.6667 | 213.8333 | 572.5 | 572.5
2023-08-21 01:00 | DK1 | 0 | 393.7917 | 200 | 593.7917 | 593.7917
2023-08-21 02:00 | DK1 | 0 | 397.625 | 259.7083 | 657.3333 | 657.3333
2023-08-21 03:00 | DK1 | 0 | 402 | 253.7083 | 655.7083 | 655.7083
2023-08-21 04:00 | DK1 | 0 | 392.625 | 140.4167 | 533.0417 | 533.0417
2023-08-21 05:00 | DK1 | 1.0737 | 302.5833 | 137.625 | 441.2821 | 440.2083
2023-08-21 06:00 | DK1 | 20.0858 | 367.25 | 157.875 | 545.2108 | 525.125
2023-08-21 07:00 | DK1 | 127.5196 | 289.5833 | 163.1667 | 580.2696 | 452.75
2023-08-21 08:00 | DK1 | 285.1754 | 315 | 171.4583 | 771.6337 | 486.4583
2023-08-21 09:00 | DK1 | 589.0846 | 397.0833 | 149.75 | 1135.9179 | 546.8333
2023-08-21 10:00 | DK1 | 943.5517 | 443.3333 | 182.0417 | 1568.9267 | 625.375
2023-08-21 11:00 | DK1 | 1153.2054 | 491.25 | 162.0833 | 1806.5388 | 653.3333
2023-08-21 12:00 | DK1 | 1221.1091 | 678.5417 | 180.1667 | 2079.8175 | 858.7084
2023-08-21 13:00 | DK1 | 1142.4946 | 816.5833 | 180.9167 | 2139.9946 | 997.5
2023-08-21 14:00 | DK1 | 1061.2426 | 863 | 202.7083 | 2126.9509 | 1065.7083
2023-08-21 15:00 | DK1 | 991.3046 | 879.2917 | 135.0417 | 2005.6379 | 1014.3334
2023-08-21 16:00 | DK1 | 940.7438 | 819.9167 | 145.5 | 1906.1605 | 965.4167
2023-08-21 17:00 | DK1 | 737.8533 | 655.9167 | 147.625 | 1541.395 | 803.5417
2023-08-21 18:00 | DK1 | 445.4908 | 423.7083 | 140.375 | 1009.5742 | 564.0833
2023-08-21 19:00 | DK1 | 168.9271 | 294.8333 | 161.2083 | 624.9688 | 456.0417
2023-08-21 20:00 | DK1 | 13.1625 | 264.9167 | 207.3333 | 485.4125 | 472.25
2023-08-21 21:00 | DK1 | 0 | 307.4167 | 176.75 | 484.1667 | 484.1667
2023-08-21 22:00 | DK1 | 0 | 319.5833 | 216.625 | 536.2083 | 536.2083
2023-08-21 23:00 | DK1 | 0 | 384.25 | 224.4167 | 608.6667 | 608.6667
2023-08-22 | DK1 | 0 | 322.7083 | 195.875 | 518.5833 | 518.5833
2023-08-22 01:00 | DK1 | 0 | 335.6667 | 302.9583 | 638.625 | 638.625
2023-08-22 02:00 | DK1 | 0 | 320.4167 | 251.6667 | 572.0833 | 572.0833
2023-08-22 03:00 | DK1 | 0 | 242.125 | 232.6667 | 474.7917 | 474.7917
2023-08-22 04:00 | DK1 | 0 | 379.7083 | 245.5417 | 625.25 | 625.25
2023-08-22 05:00 | DK1 | 0.96792 | 253.4167 | 185.0833 | 439.4679 | 438.5
2023-08-22 06:00 | DK1 | 18.6433 | 229.0417 | 268.5 | 516.185 | 497.5417
2023-08-22 07:00 | DK1 | 105.1504 | 248 | 294.2917 | 647.4421 | 542.2917
2023-08-22 08:00 | DK1 | 184.3008 | 270 | 356.875 | 811.1758 | 626.875
2023-08-22 09:00 | DK1 | 412.7158 | 274.375 | 314.8333 | 1001.9242 | 589.2083
2023-08-22 10:00 | DK1 | 733.625 | 319.5417 | 202.8333 | 1256 | 522.375
2023-08-22 11:00 | DK1 | 976.0067 | 353.1667 | 168.7083 | 1497.8816 | 521.875
2023-08-22 12:00 | DK1 | 1057.6971 | 389.9167 | 130.125 | 1577.7388 | 520.0417
2023-08-22 13:00 | DK1 | 1064.4563 | 523.125 | 137.7917 | 1725.373 | 660.9167
2023-08-22 14:00 | DK1 | 1125.6863 | 658.6667 | 103.5833 | 1887.9363 | 762.25
2023-08-22 15:00 | DK1 | 1017.8917 | 671.7917 | 83.4167 | 1773.1 | 755.2084
2023-08-22 16:00 | DK1 | 838.0854 | 650 | 116.5 | 1604.5854 | 766.5
2023-08-22 17:00 | DK1 | 676.09 | 636.0833 | 154.5 | 1466.6733 | 790.5833
2023-08-22 18:00 | DK1 | 443.5604 | 546.5 | 262.7083 | 1252.7688 | 809.2083
2023-08-22 19:00 | DK1 | 152.955 | 423 | 127.625 | 703.58 | 550.625
2023-08-22 20:00 | DK1 | 4.4175 | 282.8333 | 151.7083 | 438.9592 | 434.5417
2023-08-22 21:00 | DK1 | 0 | 203.75 | 174.6667 | 378.4167 | 378.4167
2023-08-22 22:00 | DK1 | 0 | 232.2083 | 164.125 | 396.3333 | 396.3333
2023-08-22 23:00 | DK1 | 0 | 293.1667 | 143.375 | 436.5417 | 436.5417
2023-08-23 | DK1 | 0 | 301.625 | 228.4167 | 530.0417 | 530.0417
2023-08-23 01:00 | DK1 | 0 | 285.7083 | 268.125 | 553.8333 | 553.8333
2023-08-23 02:00 | DK1 | 0 | 320.4167 | 352.5 | 672.9167 | 672.9167
2023-08-23 03:00 | DK1 | 0 | 374.0417 | 377.8333 | 751.875 | 751.875
2023-08-23 04:00 | DK1 | 0 | 386.3333 | 426.75 | 813.0833 | 813.0833
2023-08-23 05:00 | DK1 | 0.84542 | 348.0833 | 421.9167 | 770.8454 | 770
2023-08-23 06:00 | DK1 | 16.4 | 333.2917 | 396.375 | 746.0667 | 729.6667
2023-08-23 07:00 | DK1 | 108.5 | 312.8333 | 347.2917 | 768.625 | 660.125
2023-08-23 08:00 | DK1 | 233.0342 | 324 | 243.75 | 800.7842 | 567.75
2023-08-23 09:00 | DK1 | 431.1117 | 359.8333 | 209.0833 | 1000.0283 | 568.9167
2023-08-23 10:00 | DK1 | 478.9821 | 410.375 | 170.2083 | 1059.5654 | 580.5833
2023-08-23 11:00 | DK1 | 572.7721 | 559.5833 | 126.0417 | 1258.3971 | 685.625
2023-08-23 12:00 | DK1 | 662.1983 | 679.2083 | 134.5833 | 1475.9899 | 813.7916
2023-08-23 13:00 | DK1 | 649.1437 | 791.9583 | 186.0417 | 1627.1437 | 978
2023-08-23 14:00 | DK1 | 596.795 | 905.9583 | 226.9583 | 1729.7116 | 1132.9166
2023-08-23 15:00 | DK1 | 440.9354 | 1012.0833 | 138.9583 | 1591.9771 | 1151.0416
2023-08-23 16:00 | DK1 | 307.0612 | 902 | 111.5 | 1320.5612 | 1013.5
2023-08-23 17:00 | DK1 | 488.9008 | 674.1667 | 133.7083 | 1296.7759 | 807.875
2023-08-23 18:00 | DK1 | 295.3017 | 627.2083 | 243.2917 | 1165.8017 | 870.5
2023-08-23 19:00 | DK1 | 114.2617 | 647.0833 | 186.0833 | 947.4283 | 833.1666
2023-08-23 20:00 | DK1 | 15.8521 | 455.1667 | 209.5833 | 680.6021 | 664.75
2023-08-23 21:00 | DK1 | 0 | 397.7083 | 310.9167 | 708.625 | 708.625
2023-08-23 22:00 | DK1 | 0 | 442.2917 | 303.2917 | 745.5833 | 745.5833
2023-08-23 23:00 | DK1 | 0 | 464.375 | 209 | 673.375 | 673.375
2023-08-24 | DK1 | 0 | 489.2917 | 183.625 | 672.9167 | 672.9167
2023-08-24 01:00 | DK1 | 0 | 441.6667 | 129.5 | 571.1667 | 571.1667
2023-08-24 02:00 | DK1 | 0 | 480.9167 | 141.5417 | 622.4583 | 622.4583
2023-08-24 03:00 | DK1 | 0 | 502.375 | 170.7917 | 673.1667 | 673.1667
2023-08-24 04:00 | DK1 | 0 | 511.6667 | 157 | 668.6667 | 668.6667
2023-08-24 05:00 | DK1 | 0.87917 | 469.375 | 172.0417 | 642.2958 | 641.4167
2023-08-24 06:00 | DK1 | 18.3362 | 408.0833 | 131.7083 | 558.1279 | 539.7917
2023-08-24 07:00 | DK1 | 127.6021 | 297.7917 | 170 | 595.3937 | 467.7917
2023-08-24 08:00 | DK1 | 350.7425 | 318.1667 | 166.0417 | 834.9508 | 484.2083
2023-08-24 09:00 | DK1 | 710.2263 | 341.5 | 132.75 | 1184.4763 | 474.25
2023-08-24 10:00 | DK1 | 907.6191 | 413.2917 | 126.5 | 1447.4108 | 539.7917
2023-08-24 11:00 | DK1 | 1089.4346 | 364.3333 | 95.6667 | 1549.4346 | 460
2023-08-24 12:00 | DK1 | 1078.293 | 278.4167 | 36.5417 | 1393.2513 | 314.9583
2023-08-24 13:00 | DK1 | 1173.8671 | 233.3333 | 13.8333 | 1421.0337 | 247.1667
2023-08-24 14:00 | DK1 | 1175.2712 | 195.9167 | 14.2917 | 1385.4796 | 210.2083
2023-08-24 15:00 | DK1 | 950.895 | 105.0833 | 14.7917 | 1070.77 | 119.875
2023-08-24 16:00 | DK1 | 667.1042 | 55 | 37 | 759.1042 | 92
2023-08-24 17:00 | DK1 | 399.6196 | 42.6667 | 50.4167 | 492.7029 | 93.0833
2023-08-24 18:00 | DK1 | 155.4296 | 53.8333 | 73.125 | 282.3879 | 126.9583
2023-08-24 19:00 | DK1 | 50.0046 | 78.1667 | 107 | 235.1712 | 185.1667
2023-08-24 20:00 | DK1 | 3.1196 | 149.3333 | 229.8333 | 382.2862 | 379.1667
2023-08-24 21:00 | DK1 | 0 | 267.5417 | 243.7917 | 511.3333 | 511.3333
2023-08-24 22:00 | DK1 | 0 | 399.9583 | 276.5 | 676.4583 | 676.4583
2023-08-24 23:00 | DK1 | 0 | 440.5417 | 575.1667 | 1015.7083 | 1015.7083
2023-08-25 | DK1 | 0 | 615.2083 | 771.2917 | 1386.5 | 1386.5
2023-08-25 01:00 | DK1 | 0 | 768.9583 | 581.4583 | 1350.4166 | 1350.4166
2023-08-25 02:00 | DK1 | 0 | 892.7083 | 476.7083 | 1369.4167 | 1369.4167
2023-08-25 03:00 | DK1 | 0 | 890.5417 | 481.625 | 1372.1667 | 1372.1667
2023-08-25 04:00 | DK1 | 0 | 942.7917 | 755.875 | 1698.6667 | 1698.6667
2023-08-25 05:00 | DK1 | 0.43 | 800.4583 | 511.4583 | 1312.3467 | 1311.9167
2023-08-25 06:00 | DK1 | 9.27 | 612.25 | 580.7083 | 1202.2283 | 1192.9583
2023-08-25 07:00 | DK1 | 52.3013 | 404.7083 | 358.6667 | 815.6762 | 763.375
2023-08-25 08:00 | DK1 | 175.5871 | 237.5 | 432.2917 | 845.3787 | 669.7917
2023-08-25 09:00 | DK1 | 371.91 | 295.5833 | 207.7083 | 875.2017 | 503.2917
2023-08-25 10:00 | DK1 | 534.7717 | 294.125 | 109.7083 | 938.605 | 403.8333
2023-08-25 11:00 | DK1 | 736.7571 | 368.9583 | 121.7083 | 1227.4238 | 490.6667
2023-08-25 12:00 | DK1 | 886.8454 | 470.2917 | 133.2917 | 1490.4287 | 603.5833
2023-08-25 13:00 | DK1 | 905.9792 | 548.0417 | 122.7917 | 1576.8125 | 670.8334
2023-08-25 14:00 | DK1 | 929.0712 | 551.125 | 93.2083 | 1573.4046 | 644.3333
2023-08-25 15:00 | DK1 | 930.2712 | 509.875 | 38.9583 | 1479.1046 | 548.8333
2023-08-25 16:00 | DK1 | 780.8367 | 445.9167 | 68.3333 | 1295.0867 | 514.25
2023-08-25 17:00 | DK1 | 675.9437 | 334.7083 | 16.4583 | 1027.1104 | 351.1667
2023-08-25 18:00 | DK1 | 386.8767 | 239 | 19.3333 | 645.21 | 258.3333
2023-08-25 19:00 | DK1 | 147.7121 | 165.6667 | 19.8333 | 333.2121 | 185.5
2023-08-25 20:00 | DK1 | 12.4546 | 118.8333 | 0.041667 | 131.3296 | 118.875
2023-08-25 21:00 | DK1 | 0 | 90.625 | 13.75 | 104.375 | 104.375
2023-08-25 22:00 | DK1 | 0 | 95.2083 | 14.5833 | 109.7917 | 109.7917
2023-08-25 23:00 | DK1 | 0 | 83.7917 | 14.875 | 98.6667 | 98.6667
2023-08-26 | DK1 | 0 | 104.2917 | 3 | 107.2917 | 107.2917
2023-08-26 01:00 | DK1 | 0 | 99.0833 | 5.8333 | 104.9167 | 104.9167
2023-08-26 02:00 | DK1 | 0 | 80.4167 | 14.375 | 94.7917 | 94.7917
2023-08-26 03:00 | DK1 | 0 | 62.9583 | 76.75 | 139.7083 | 139.7083
2023-08-26 04:00 | DK1 | 0 | 61.4583 | 29.7083 | 91.1667 | 91.1667
2023-08-26 05:00 | DK1 | 0.46833 | 63.625 | 61.2917 | 125.385 | 124.9167
2023-08-26 06:00 | DK1 | 10.2871 | 98.5833 | 21.25 | 130.1204 | 119.8333
2023-08-26 07:00 | DK1 | 63.2329 | 99.5417 | 33.7917 | 196.5662 | 133.3333
2023-08-26 08:00 | DK1 | 117.2746 | 87.7917 | 60.2917 | 265.3579 | 148.0833
2023-08-26 09:00 | DK1 | 244.9517 | 84.4167 | 51.0833 | 380.4517 | 135.5
2023-08-26 10:00 | DK1 | 505.0604 | 79.0833 | 53.3333 | 637.4771 | 132.4167
2023-08-26 11:00 | DK1 | 511.7571 | 88.0833 | 149.9167 | 749.7571 | 238
2023-08-26 12:00 | DK1 | 561.2271 | 88.1667 | 32.75 | 682.1438 | 120.9167
2023-08-26 13:00 | DK1 | 597.2321 | 122.625 | 71.375 | 791.2321 | 194
2023-08-26 14:00 | DK1 | 577.5733 | 180.75 | 4.6667 | 762.99 | 185.4167
2023-08-26 15:00 | DK1 | 688.6412 | 269.4583 | 105.5417 | 1063.6412 | 375
2023-08-26 16:00 | DK1 | 557.8608 | 342.1667 | 202.375 | 1102.4025 | 544.5417
2023-08-26 17:00 | DK1 | 533.6754 | 320.375 | 289.7083 | 1143.7588 | 610.0833
2023-08-26 18:00 | DK1 | 317.4858 | 327.7917 | 236.2083 | 881.4858 | 564
2023-08-26 19:00 | DK1 | 130.4763 | 300.625 | 72.8333 | 503.9346 | 373.4583
2023-08-26 20:00 | DK1 | 12.3179 | 287.0833 | 179.4167 | 478.8179 | 466.5
2023-08-26 21:00 | DK1 | 0 | 352.4167 | 255.7083 | 608.125 | 608.125
2023-08-26 22:00 | DK1 | 0 | 358.7083 | 260.2083 | 618.9167 | 618.9167
2023-08-26 23:00 | DK1 | 0 | 308.2917 | 183.25 | 491.5417 | 491.5417
2023-08-27 | DK1 | 0 | 254.0417 | 98.1667 | 352.2083 | 352.2083
2023-08-27 01:00 | DK1 | 0 | 221.6667 | 131.6667 | 353.3333 | 353.3333
2023-08-27 02:00 | DK1 | 0 | 206.0833 | 86.7083 | 292.7917 | 292.7917
2023-08-27 03:00 | DK1 | 0 | 212.7083 | 72.5417 | 285.25 | 285.25
2023-08-27 04:00 | DK1 | 0 | 247.375 | 94.375 | 341.75 | 341.75
2023-08-27 05:00 | DK1 | 0.63208 | 277.4583 | 109.5 | 387.5904 | 386.9583
2023-08-27 06:00 | DK1 | 15.0379 | 283.625 | 107.4583 | 406.1213 | 391.0833
2023-08-27 07:00 | DK1 | 118.1046 | 203.5417 | 48.6667 | 370.3129 | 252.2083
2023-08-27 08:00 | DK1 | 319.7521 | 199.5417 | 96.2917 | 615.5854 | 295.8333
2023-08-27 09:00 | DK1 | 603.1471 | 122.375 | 71.0417 | 796.5638 | 193.4167
2023-08-27 10:00 | DK1 | 754.2133 | 88.75 | 70.5417 | 913.505 | 159.2917
2023-08-27 11:00 | DK1 | 941.1029 | 123.5 | 104.875 | 1169.4779 | 228.375
2023-08-27 12:00 | DK1 | 835.5896 | 161.9583 | 182.375 | 1179.9229 | 344.3333
2023-08-27 13:00 | DK1 | 702.7271 | 204.9167 | 241.5417 | 1149.1855 | 446.4583
2023-08-27 14:00 | DK1 | 523.4434 | 167.0417 | 336.7917 | 1027.2767 | 503.8333
2023-08-27 15:00 | DK1 | 394.6146 | 153.4167 | 64.9167 | 612.9479 | 218.3333
2023-08-27 16:00 | DK1 | 237.3062 | 120.5833 | 70.8333 | 428.7229 | 191.4167
2023-08-27 17:00 | DK1 | 191.4012 | 124 | 63.4583 | 378.8596 | 187.4583
2023-08-27 18:00 | DK1 | 130.2083 | 63.2083 | 65.375 | 258.7917 | 128.5833
2023-08-27 19:00 | DK1 | 55.5508 | 113.2917 | 26.5833 | 195.4258 | 139.875
2023-08-27 20:00 | DK1 | 7.6792 | 129.125 | 50.75 | 187.5542 | 179.875
2023-08-27 21:00 | DK1 | 0 | 84.4167 | 29.6667 | 114.0833 | 114.0833
2023-08-27 22:00 | DK1 | 0 | 85.4167 | 55.625 | 141.0417 | 141.0417
2023-08-27 23:00 | DK1 | 0 | 57.9583 | 56.7083 | 114.6667 | 114.6667
2023-08-28 | DK1 | 0 | 69.0417 | 101 | 170.0417 | 170.0417
2023-08-28 01:00 | DK1 | 0 | 62.0417 | 122.4167 | 184.4583 | 184.4583
2023-08-28 02:00 | DK1 | 0 | 65.6667 | 208.25 | 273.9167 | 273.9167
2023-08-28 03:00 | DK1 | 0 | 108.375 | 219.2917 | 327.6667 | 327.6667
2023-08-28 04:00 | DK1 | 0 | 130.75 | 350.625 | 481.375 | 481.375
2023-08-28 05:00 | DK1 | 0.4825 | 120.4583 | 378.0417 | 498.9825 | 498.5
2023-08-28 06:00 | DK1 | 12.9375 | 133.75 | 380.9583 | 527.6458 | 514.7083
2023-08-28 07:00 | DK1 | 102.4371 | 172.0417 | 241.75 | 516.2288 | 413.7917
2023-08-28 08:00 | DK1 | 274.7467 | 221.9167 | 189.5417 | 686.205 | 411.4583
2023-08-28 09:00 | DK1 | 539.7625 | 303.9583 | 240.0417 | 1083.7625 | 544
2023-08-28 10:00 | DK1 | 854.1567 | 473.8333 | 189.75 | 1517.74 | 663.5833
2023-08-28 11:00 | DK1 | 1024.2288 | 677.1667 | 187.75 | 1889.1454 | 864.9167
2023-08-28 12:00 | DK1 | 1164.4976 | 961.4167 | 246.5417 | 2372.4559 | 1207.9584
2023-08-28 13:00 | DK1 | 1096.3633 | 1010.0833 | 218.4167 | 2324.8633 | 1228.5
2023-08-28 14:00 | DK1 | 1049.0233 | 939.0833 | 164 | 2152.1066 | 1103.0833
2023-08-28 15:00 | DK1 | 967.5041 | 959.25 | 86.125 | 2012.8791 | 1045.375
2023-08-28 16:00 | DK1 | 885.3741 | 999.0417 | 92.7917 | 1977.2075 | 1091.8334
2023-08-28 17:00 | DK1 | 641.2904 | 999.0833 | 119.6667 | 1760.0404 | 1118.75
2023-08-28 18:00 | DK1 | 390.7046 | 975.125 | 148.75 | 1514.5796 | 1123.875
2023-08-28 19:00 | DK1 | 116.8271 | 795.2083 | 172.625 | 1084.6604 | 967.8333
2023-08-28 20:00 | DK1 | 8.2617 | 627.4583 | 205.125 | 840.845 | 832.5833
2023-08-28 21:00 | DK1 | 0 | 516.7917 | 247.875 | 764.6667 | 764.6667
2023-08-28 22:00 | DK1 | 0 | 521.4583 | 274.6667 | 796.125 | 796.125
2023-08-28 23:00 | DK1 | 0 | 487.8333 | 235.5833 | 723.4167 | 723.4167
2023-08-29 | DK1 | 0 | 330.6667 | 223.7083 | 554.375 | 554.375
2023-08-29 01:00 | DK1 | 0 | 285.1667 | 170.3333 | 455.5 | 455.5
2023-08-29 02:00 | DK1 | 0 | 267.125 | 139.2917 | 406.4167 | 406.4167
2023-08-29 03:00 | DK1 | 0 | 207.2083 | 109.5417 | 316.75 | 316.75
2023-08-29 04:00 | DK1 | 0 | 166.3333 | 95.875 | 262.2083 | 262.2083
2023-08-29 05:00 | DK1 | 0.47917 | 140.5833 | 71.5833 | 212.6458 | 212.1667
2023-08-29 06:00 | DK1 | 12.2692 | 138.875 | 23.6667 | 174.8108 | 162.5417
2023-08-29 07:00 | DK1 | 90.47 | 205.1667 | 58.4167 | 354.0533 | 263.5833
2023-08-29 08:00 | DK1 | 284.115 | 221.0417 | 60.75 | 565.9067 | 281.7917
2023-08-29 09:00 | DK1 | 524.7008 | 181.7917 | 77 | 783.4925 | 258.7917
2023-08-29 10:00 | DK1 | 762.0513 | 148.4167 | 71.5833 | 982.0513 | 220
2023-08-29 11:00 | DK1 | 727.495 | 170.4167 | 89.375 | 987.2867 | 259.7917
2023-08-29 12:00 | DK1 | 582.7825 | 161.2917 | 170 | 914.0741 | 331.2917
2023-08-29 13:00 | DK1 | 627.9113 | 183.5417 | 87.375 | 898.8279 | 270.9167
2023-08-29 14:00 | DK1 | 667.2433 | 281.1667 | 159.125 | 1107.535 | 440.2917
2023-08-29 15:00 | DK1 | 655.6546 | 273.9167 | 203.1667 | 1132.7379 | 477.0833
2023-08-29 16:00 | DK1 | 454.7046 | 305.5833 | 281.7083 | 1041.9963 | 587.2917
2023-08-29 17:00 | DK1 | 369.0487 | 304.625 | 314.7917 | 988.4654 | 619.4167
2023-08-29 18:00 | DK1 | 213.1913 | 199.25 | 224.1667 | 636.6079 | 423.4167
2023-08-29 19:00 | DK1 | 70.3367 | 165.625 | 166.0417 | 402.0033 | 331.6667
2023-08-29 20:00 | DK1 | 3.0358 | 158.4583 | 160.3333 | 321.8275 | 318.7917
2023-08-29 21:00 | DK1 | 0 | 146.2917 | 169.7917 | 316.0833 | 316.0833
2023-08-29 22:00 | DK1 | 0 | 132.1667 | 237.5417 | 369.7083 | 369.7083
2023-08-29 23:00 | DK1 | 0 | 148.125 | 181.6667 | 329.7917 | 329.7917
2023-08-30 | DK1 | 0 | 162.6667 | 136.7917 | 299.4583 | 299.4583
2023-08-30 01:00 | DK1 | 0 | 179.6667 | 167.375 | 347.0417 | 347.0417
2023-08-30 02:00 | DK1 | 0 | 223.2083 | 100.6667 | 323.875 | 323.875
2023-08-30 03:00 | DK1 | 0 | 230.8333 | 157.3333 | 388.1667 | 388.1667
2023-08-30 04:00 | DK1 | 0 | 265.9167 | 75.6667 | 341.5833 | 341.5833
2023-08-30 05:00 | DK1 | 0.3825 | 311.6667 | 88.5 | 400.5492 | 400.1667
2023-08-30 06:00 | DK1 | 10.5712 | 311.2917 | 152.2917 | 474.1546 | 463.5833
2023-08-30 07:00 | DK1 | 84.9183 | 286.5417 | 93.4167 | 464.8767 | 379.9583
2023-08-30 08:00 | DK1 | 206.5558 | 270.5417 | 96.9583 | 574.0558 | 367.5
2023-08-30 09:00 | DK1 | 370.4467 | 239.7917 | 87.7917 | 698.03 | 327.5833
2023-08-30 10:00 | DK1 | 495.2942 | 180.7083 | 204.9167 | 880.9192 | 385.625
2023-08-30 11:00 | DK1 | 580.7346 | 217.3333 | 133.5417 | 931.6096 | 350.875
2023-08-30 12:00 | DK1 | 583.6796 | 264.0417 | 316.25 | 1163.9712 | 580.2917
2023-08-30 13:00 | DK1 | 616.58 | 337.4583 | 79.6667 | 1033.705 | 417.125
2023-08-30 14:00 | DK1 | 672.7771 | 528 | 51.125 | 1251.9021 | 579.125
2023-08-30 15:00 | DK1 | 583.9533 | 554.9167 | 27.4167 | 1166.2867 | 582.3334
2023-08-30 16:00 | DK1 | 363.2546 | 433.2917 | 112.25 | 908.7962 | 545.5417
2023-08-30 17:00 | DK1 | 234.8887 | 369.0833 | 111.5417 | 715.5138 | 480.625
2023-08-30 18:00 | DK1 | 144.1075 | 285.2917 | 56.1667 | 485.5658 | 341.4583
2023-08-30 19:00 | DK1 | 43.5708 | 228.4583 | 69.25 | 341.2792 | 297.7083
2023-08-30 20:00 | DK1 | 6.4413 | 185.4167 | 14.9167 | 206.7746 | 200.3333
2023-08-30 21:00 | DK1 | 0 | 163.5417 | 39.5417 | 203.0833 | 203.0833
2023-08-30 22:00 | DK1 | 0 | 132.25 | 48.4167 | 180.6667 | 180.6667
2023-08-30 23:00 | DK1 | 0 | 154.7083 | 73.875 | 228.5833 | 228.5833
2023-08-31 | DK1 | 0 | 125.3333 | 53.625 | 178.9583 | 178.9583
2023-08-31 01:00 | DK1 | 0 | 152.25 | 22.9167 | 175.1667 | 175.1667
2023-08-31 02:00 | DK1 | 0 | 168.3333 | 53.875 | 222.2083 | 222.2083
2023-08-31 03:00 | DK1 | 0 | 222.2083 | 65.5833 | 287.7917 | 287.7917
2023-08-31 04:00 | DK1 | 0 | 319.9583 | 136.5 | 456.4583 | 456.4583
2023-08-31 05:00 | DK1 | 0.14708 | 314.7083 | 112.875 | 427.7304 | 427.5833
2023-08-31 06:00 | DK1 | 4.9567 | 240.0833 | 154.4167 | 399.4567 | 394.5
2023-08-31 07:00 | DK1 | 39.5442 | 253.375 | 208.8333 | 501.7525 | 462.2083
2023-08-31 08:00 | DK1 | 133.7487 | 206.375 | 241.1667 | 581.2904 | 447.5417
2023-08-31 09:00 | DK1 | 289.9929 | 197.125 | 256.0417 | 743.1596 | 453.1667
2023-08-31 10:00 | DK1 | 430.4804 | 146.375 | 229.25 | 806.1054 | 375.625
2023-08-31 11:00 | DK1 | 609.1962 | 156.875 | 185.5 | 951.5712 | 342.375
2023-08-31 12:00 | DK1 | 774.9504 | 152.125 | 177.3333 | 1104.4088 | 329.4583
2023-08-31 13:00 | DK1 | 904.3121 | 170 | 217.2917 | 1291.6037 | 387.2917
2023-08-31 14:00 | DK1 | 813.4021 | 159.375 | 156.4583 | 1129.2354 | 315.8333
2023-08-31 15:00 | DK1 | 707.5887 | 123.8333 | 96.5417 | 927.9637 | 220.375
2023-08-31 16:00 | DK1 | 607.0988 | 105.125 | 96.9167 | 809.1404 | 202.0417
2023-08-31 17:00 | DK1 | 417.2133 | 90.3333 | 165.75 | 673.2967 | 256.0833
2023-08-31 18:00 | DK1 | 290.9692 | 88.7917 | 190.375 | 570.1358 | 279.1667
2023-08-31 19:00 | DK1 | 103.5721 | 65.9583 | 147.2917 | 316.8221 | 213.25
2023-08-31 20:00 | DK1 | 3.1458 | 104.625 | 183.2917 | 291.0625 | 287.9167
2023-08-31 21:00 | DK1 | 0 | 57.0833 | 58.25 | 115.3333 | 115.3333
2023-08-31 22:00 | DK1 | 0 | 70.0417 | 56.875 | 126.9167 | 126.9167
2023-08-31 23:00 | DK1 | 0 | 51.7917 | 87.8333 | 139.625 | 139.625
2023-09-01 | DK1 | 0 | 69.125 | 50.625 | 119.75 | 119.75
2023-09-01 01:00 | DK1 | 0 | 90.5417 | 108.2083 | 198.75 | 198.75
2023-09-01 02:00 | DK1 | 0 | 78.375 | 86.9583 | 165.3333 | 165.3333
2023-09-01 03:00 | DK1 | 0 | 76.625 | 72.9583 | 149.5833 | 149.5833
2023-09-01 04:00 | DK1 | 0 | 85.5417 | 83.4167 | 168.9583 | 168.9583
2023-09-01 05:00 | DK1 | 0.32042 | 88.5 | 69.8333 | 158.6538 | 158.3333
2023-09-01 06:00 | DK1 | 12.7754 | 96.1667 | 78.4583 | 187.4004 | 174.625
2023-09-01 07:00 | DK1 | 104.0592 | 135.875 | 75.375 | 315.3092 | 211.25
2023-09-01 08:00 | DK1 | 319.8729 | 211.1667 | 69.7917 | 600.8313 | 280.9583
2023-09-01 09:00 | DK1 | 667.5762 | 196.1667 | 96.625 | 960.3679 | 292.7917
2023-09-01 10:00 | DK1 | 1055.6801 | 209.2083 | 93.1667 | 1358.055 | 302.375
2023-09-01 11:00 | DK1 | 1200.6105 | 271.5833 | 53.4583 | 1525.6522 | 325.0417
2023-09-01 12:00 | DK1 | 1345.9166 | 298.9167 | 90.4583 | 1735.2916 | 389.375
2023-09-01 13:00 | DK1 | 1304.9121 | 352.5417 | 123.5 | 1780.9538 | 476.0417
2023-09-01 14:00 | DK1 | 1239.9475 | 371.9167 | 125.375 | 1737.2392 | 497.2917
2023-09-01 15:00 | DK1 | 1165.1949 | 422.1667 | 98.75 | 1686.1116 | 520.9167
2023-09-01 16:00 | DK1 | 1001.5504 | 460.2083 | 82.75 | 1544.5088 | 542.9583
2023-09-01 17:00 | DK1 | 719.915 | 462.3333 | 97.2083 | 1279.4567 | 559.5417
2023-09-01 18:00 | DK1 | 392.9054 | 369.0417 | 96.2917 | 858.2387 | 465.3333
2023-09-01 19:00 | DK1 | 110.6292 | 305.75 | 71.875 | 488.2542 | 377.625
2023-09-01 20:00 | DK1 | 2.9779 | 329.375 | 93.4583 | 425.8113 | 422.8333
2023-09-01 21:00 | DK1 | 0.017083 | 449.4167 | 93.7083 | 543.1421 | 543.125
2023-09-01 22:00 | DK1 | 0 | 517.625 | 171.1667 | 688.7917 | 688.7917
2023-09-01 23:00 | DK1 | 0 | 556.875 | 254.8333 | 811.7083 | 811.7083
2023-09-02 | DK1 | 0 | 548.9583 | 239.5833 | 788.5416 | 788.5416
2023-09-02 01:00 | DK1 | 0 | 578.875 | 218.7083 | 797.5833 | 797.5833
2023-09-02 02:00 | DK1 | 0 | 614.2083 | 206.2083 | 820.4166 | 820.4166
2023-09-02 03:00 | DK1 | 0 | 672.5833 | 197.0417 | 869.625 | 869.625
2023-09-02 04:00 | DK1 | 0 | 701.125 | 241.5 | 942.625 | 942.625
2023-09-02 05:00 | DK1 | 0.30625 | 702.75 | 190.9167 | 893.9729 | 893.6667
2023-09-02 06:00 | DK1 | 13.2088 | 742.9167 | 220.6667 | 976.7921 | 963.5834
2023-09-02 07:00 | DK1 | 110.0454 | 713.7917 | 189.7917 | 1013.6288 | 903.5834
2023-09-02 08:00 | DK1 | 330.7575 | 718.875 | 244.4167 | 1294.0492 | 963.2917
2023-09-02 09:00 | DK1 | 703.1646 | 916.4583 | 259.7083 | 1879.3313 | 1176.1667
2023-09-02 10:00 | DK1 | 1050.0059 | 1240.7916 | 351.0833 | 2641.8808 | 1591.875
2023-09-02 11:00 | DK1 | 1254.7954 | 1602.375 | 380.4583 | 3237.6288 | 1982.8333
2023-09-02 12:00 | DK1 | 1366.6992 | 1739.875 | 353.6667 | 3460.2409 | 2093.5417
2023-09-02 13:00 | DK1 | 1353.0375 | 1837.7916 | 431.1667 | 3621.9958 | 2268.9583
2023-09-02 14:00 | DK1 | 1319.7562 | 1806.2916 | 477.25 | 3603.2979 | 2283.5416
2023-09-02 15:00 | DK1 | 1170.5742 | 1920.875 | 471.1667 | 3562.6159 | 2392.0417
2023-09-02 16:00 | DK1 | 914.5196 | 2010.875 | 510.3333 | 3435.7279 | 2521.2083
2023-09-02 17:00 | DK1 | 577.2509 | 1938.3334 | 585.4167 | 3101.0009 | 2523.7501
2023-09-02 18:00 | DK1 | 303.5275 | 1710.9166 | 614.75 | 2629.1941 | 2325.6666
2023-09-02 19:00 | DK1 | 40.1746 | 1320.6666 | 561.125 | 1921.9662 | 1881.7916
2023-09-02 20:00 | DK1 | 0.076667 | 1412.8334 | 639.0417 | 2051.9517 | 2051.8751
2023-09-02 21:00 | DK1 | 0 | 1316.2084 | 724.625 | 2040.8334 | 2040.8334
2023-09-02 22:00 | DK1 | 0 | 1403.3334 | 687.6667 | 2091.0001 | 2091.0001
2023-09-02 23:00 | DK1 | 0 | 1455.4584 | 648.0833 | 2103.5417 | 2103.5417
2023-09-03 | DK1 | 0 | 1711.9584 | 662.7083 | 2374.6667 | 2374.6667
2023-09-03 01:00 | DK1 | 0 | 1727.5834 | 779.2083 | 2506.7917 | 2506.7917
2023-09-03 02:00 | DK1 | 0 | 1552.3334 | 606.25 | 2158.5834 | 2158.5834
2023-09-03 03:00 | DK1 | 0 | 1679.25 | 606.4583 | 2285.7083 | 2285.7083
2023-09-03 04:00 | DK1 | 0 | 1824.0834 | 893.1667 | 2717.2501 | 2717.2501
2023-09-03 05:00 | DK1 | 0.10125 | 1702.5 | 734.5 | 2437.1013 | 2437
2023-09-03 06:00 | DK1 | 4.6771 | 1344.8334 | 687.2917 | 2036.8021 | 2032.1251
2023-09-03 07:00 | DK1 | 44.0962 | 984.6667 | 638.125 | 1666.8879 | 1622.7917
2023-09-03 08:00 | DK1 | 156.9579 | 936.125 | 564.4167 | 1657.4996 | 1500.5417
2023-09-03 09:00 | DK1 | 390.6329 | 800.375 | 467.5417 | 1658.5496 | 1267.9167
2023-09-03 10:00 | DK1 | 563.0433 | 911.2083 | 496 | 1970.2516 | 1407.2083
2023-09-03 11:00 | DK1 | 553.5867 | 879.375 | 516.4167 | 1949.3784 | 1395.7917
2023-09-03 12:00 | DK1 | 720.2429 | 899 | 573.375 | 2192.6179 | 1472.375
2023-09-03 13:00 | DK1 | 762.5225 | 890.9167 | 672.375 | 2325.8142 | 1563.2917
2023-09-03 14:00 | DK1 | 824.8362 | 1088.5834 | 267.0833 | 2180.503 | 1355.6667
2023-09-03 15:00 | DK1 | 722.0275 | 1123.125 | 159.9167 | 2005.0692 | 1283.0417
2023-09-03 16:00 | DK1 | 596.0283 | 1118.9166 | 263.75 | 1978.6949 | 1382.6666
2023-09-03 17:00 | DK1 | 505.1542 | 1094.1666 | 366.6667 | 1965.9875 | 1460.8333
2023-09-03 18:00 | DK1 | 258.6129 | 1032.7916 | 419.9583 | 1711.3629 | 1452.75
2023-09-03 19:00 | DK1 | 111.3538 | 946.375 | 375.75 | 1433.4788 | 1322.125
2023-09-03 20:00 | DK1 | 1.2942 | 934.2083 | 416.6667 | 1352.1691 | 1350.875
2023-09-03 21:00 | DK1 | 0.02875 | 968.375 | 504.1667 | 1472.5704 | 1472.5417
2023-09-03 22:00 | DK1 | 0 | 1004.6667 | 458.1667 | 1462.8333 | 1462.8333
2023-09-03 23:00 | DK1 | 0 | 986.125 | 458.2917 | 1444.4167 | 1444.4167
2023-09-04 | DK1 | 0 | 947.9583 | 525.7917 | 1473.75 | 1473.75
2023-09-04 01:00 | DK1 | 0 | 927.0417 | 586.8333 | 1513.875 | 1513.875
2023-09-04 02:00 | DK1 | 0 | 811.9583 | 527.4167 | 1339.375 | 1339.375
2023-09-04 03:00 | DK1 | 0 | 737.375 | 534.5417 | 1271.9167 | 1271.9167
2023-09-04 04:00 | DK1 | 0 | 743.4583 | 498.8333 | 1242.2917 | 1242.2917
2023-09-04 05:00 | DK1 | 0.17125 | 627.6667 | 495.375 | 1123.2129 | 1123.0417
2023-09-04 06:00 | DK1 | 9.4579 | 595.5833 | 459.8333 | 1064.8746 | 1055.4167
2023-09-04 07:00 | DK1 | 90.2562 | 601.5833 | 400.2083 | 1092.0479 | 1001.7917
2023-09-04 08:00 | DK1 | 287.5058 | 579.9583 | 428.25 | 1295.7141 | 1008.2083
2023-09-04 09:00 | DK1 | 680.5921 | 564.625 | 305.4167 | 1550.6338 | 870.0417
2023-09-04 10:00 | DK1 | 1083.8733 | 536.1667 | 235.7083 | 1855.7483 | 771.875
2023-09-04 11:00 | DK1 | 1282.7733 | 585.5833 | 189.2917 | 2057.6483 | 774.875
2023-09-04 12:00 | DK1 | 1384.9104 | 935.6667 | 159.375 | 2479.9521 | 1095.0417
2023-09-04 13:00 | DK1 | 1414.8571 | 1103.875 | 173.5 | 2692.2321 | 1277.375
2023-09-04 14:00 | DK1 | 1360.0162 | 1172.875 | 166.75 | 2699.6412 | 1339.625
2023-09-04 15:00 | DK1 | 1243.5508 | 1208.0416 | 169.6667 | 2621.2591 | 1377.7083
2023-09-04 16:00 | DK1 | 1040.1504 | 1156.7916 | 163.5417 | 2360.4837 | 1320.3333
2023-09-04 17:00 | DK1 | 752.3571 | 1083.5416 | 149.25 | 1985.1487 | 1232.7916
2023-09-04 18:00 | DK1 | 387.6625 | 780.5417 | 176.9583 | 1345.1625 | 957.5
2023-09-04 19:00 | DK1 | 84.1292 | 546.8333 | 101.5417 | 732.5041 | 648.375
2023-09-04 20:00 | DK1 | 0.44083 | 424.3333 | 110.5833 | 535.3575 | 534.9167
2023-09-04 21:00 | DK1 | 0 | 489.4167 | 129.6667 | 619.0833 | 619.0833
2023-09-04 22:00 | DK1 | 0 | 486.4583 | 162.25 | 648.7083 | 648.7083
2023-09-04 23:00 | DK1 | 0 | 434.4167 | 222.625 | 657.0417 | 657.0417
2023-09-05 | DK1 | 0 | 377.125 | 145.3333 | 522.4583 | 522.4583
2023-09-05 01:00 | DK1 | 0 | 369.9167 | 130.6667 | 500.5833 | 500.5833
2023-09-05 02:00 | DK1 | 0 | 347 | 153.625 | 500.625 | 500.625
2023-09-05 03:00 | DK1 | 0 | 395.4167 | 122.625 | 518.0417 | 518.0417
2023-09-05 04:00 | DK1 | 0 | 389.4583 | 92 | 481.4583 | 481.4583
2023-09-05 05:00 | DK1 | 0.14667 | 342.5417 | 93.5417 | 436.23 | 436.0833
2023-09-05 06:00 | DK1 | 9.0883 | 296.1667 | 67.2083 | 372.4633 | 363.375
2023-09-05 07:00 | DK1 | 89.5113 | 218.5417 | 68.2917 | 376.3446 | 286.8333
2023-09-05 08:00 | DK1 | 292.1112 | 194.7917 | 96 | 582.9029 | 290.7917
2023-09-05 09:00 | DK1 | 658.1092 | 188.8333 | 62.7917 | 909.7342 | 251.625
2023-09-05 10:00 | DK1 | 1016.0684 | 176.3333 | 43.1667 | 1235.5684 | 219.5
2023-09-05 11:00 | DK1 | 1277.5675 | 200.25 | 20.7083 | 1498.5258 | 220.9583
2023-09-05 12:00 | DK1 | 1367.6371 | 262.625 | 16.2917 | 1646.5538 | 278.9167
2023-09-05 13:00 | DK1 | 1401.8199 | 338.4167 | 9.375 | 1749.6116 | 347.7917
2023-09-05 14:00 | DK1 | 1344.7554 | 357.5417 | 21 | 1723.297 | 378.5417
2023-09-05 15:00 | DK1 | 1228.3279 | 413.625 | 23.0833 | 1665.0362 | 436.7083
2023-09-05 16:00 | DK1 | 1040.9558 | 418.5 | 8.7917 | 1468.2475 | 427.2917
2023-09-05 17:00 | DK1 | 747.385 | 367.4583 | 14.7083 | 1129.5517 | 382.1667
2023-09-05 18:00 | DK1 | 370.6921 | 348.0833 | 55.875 | 774.6504 | 403.9583
2023-09-05 19:00 | DK1 | 72.1492 | 293.75 | 97.7917 | 463.6908 | 391.5417
2023-09-05 20:00 | DK1 | 0.23417 | 291.125 | 118.4167 | 409.7758 | 409.5417
2023-09-05 21:00 | DK1 | 0 | 283.4583 | 164.5417 | 448 | 448
2023-09-05 22:00 | DK1 | 0 | 263.2917 | 187.875 | 451.1667 | 451.1667
2023-09-05 23:00 | DK1 | 0 | 212.375 | 189.4167 | 401.7917 | 401.7917
2023-09-06 | DK1 | 0 | 166.8333 | 181.7917 | 348.625 | 348.625
2023-09-06 01:00 | DK1 | 0 | 138 | 70.4167 | 208.4167 | 208.4167
2023-09-06 02:00 | DK1 | 0 | 102.4583 | 71.2083 | 173.6667 | 173.6667
2023-09-06 03:00 | DK1 | 0 | 95.0833 | 78.5417 | 173.625 | 173.625
2023-09-06 04:00 | DK1 | 0 | 74.75 | 68.2083 | 142.9583 | 142.9583
2023-09-06 05:00 | DK1 | 0.09625 | 41.4583 | 71.4167 | 112.9712 | 112.875
2023-09-06 06:00 | DK1 | 6.99 | 38.7917 | 113.9583 | 159.74 | 152.75
2023-09-06 07:00 | DK1 | 72.3796 | 48.625 | 71.5417 | 192.5462 | 120.1667
2023-09-06 08:00 | DK1 | 238.925 | 54.4167 | 112.4167 | 405.7583 | 166.8333
2023-09-06 09:00 | DK1 | 554.2696 | 39.0417 | 91.5 | 684.8113 | 130.5417
2023-09-06 10:00 | DK1 | 935.0304 | 25.125 | 81.7083 | 1041.8637 | 106.8333
2023-09-06 11:00 | DK1 | 1200.2441 | 42.9167 | 83.2917 | 1326.4525 | 126.2083
2023-09-06 12:00 | DK1 | 1351.6495 | 76.9583 | 99.5417 | 1528.1495 | 176.5
2023-09-06 13:00 | DK1 | 1386.7921 | 112.3333 | 77.7917 | 1576.9171 | 190.125
2023-09-06 14:00 | DK1 | 1327.663 | 114.375 | 101.0417 | 1543.0796 | 215.4167
2023-09-06 15:00 | DK1 | 1174.1062 | 129.7917 | 133.2917 | 1437.1895 | 263.0833
2023-09-06 16:00 | DK1 | 981.5629 | 140.5417 | 122.5 | 1244.6046 | 263.0417
2023-09-06 17:00 | DK1 | 691.9171 | 163.9583 | 117.6667 | 973.542 | 281.625
2023-09-06 18:00 | DK1 | 339.41 | 156.5833 | 130.5833 | 626.5767 | 287.1667
2023-09-06 19:00 | DK1 | 72.1667 | 180.7083 | 177.375 | 430.25 | 358.0833
2023-09-06 20:00 | DK1 | 0.38625 | 383.5833 | 304.4583 | 688.4279 | 688.0417
2023-09-06 21:00 | DK1 | 0 | 631.375 | 380.4167 | 1011.7917 | 1011.7917
2023-09-06 22:00 | DK1 | 0 | 694.5 | 537.0833 | 1231.5833 | 1231.5833
2023-09-06 23:00 | DK1 | 0 | 711.4167 | 544.7083 | 1256.125 | 1256.125
2023-09-07 | DK1 | 0 | 648.4583 | 619.9583 | 1268.4166 | 1268.4166
2023-09-07 01:00 | DK1 | 0 | 679.9167 | 510.9583 | 1190.875 | 1190.875
2023-09-07 02:00 | DK1 | 0 | 653.125 | 509.6667 | 1162.7917 | 1162.7917
2023-09-07 03:00 | DK1 | 0 | 706.2083 | 443.5833 | 1149.7917 | 1149.7917
2023-09-07 04:00 | DK1 | 0 | 725.5417 | 513.5833 | 1239.125 | 1239.125
2023-09-07 05:00 | DK1 | 0.081667 | 704.2083 | 491.4583 | 1195.7483 | 1195.6667
2023-09-07 06:00 | DK1 | 7.0317 | 680.8333 | 480.2083 | 1168.0733 | 1161.0417
2023-09-07 07:00 | DK1 | 72.4108 | 688.625 | 439.8333 | 1200.8692 | 1128.4583
2023-09-07 08:00 | DK1 | 189.8617 | 652.5 | 444.25 | 1286.6117 | 1096.75
2023-09-07 09:00 | DK1 | 307.7954 | 567.5833 | 352.7083 | 1228.0871 | 920.2917
2023-09-07 10:00 | DK1 | 469.7204 | 437.9583 | 335.625 | 1243.3038 | 773.5833
2023-09-07 11:00 | DK1 | 788.9788 | 380.25 | 327.625 | 1496.8538 | 707.875
2023-09-07 12:00 | DK1 | 1166.3921 | 271.7083 | 273.0833 | 1711.1838 | 544.7917
2023-09-07 13:00 | DK1 | 1341.3263 | 243.2083 | 260.8333 | 1845.368 | 504.0417
2023-09-07 14:00 | DK1 | 1344.7571 | 191.6667 | 325.7917 | 1862.2154 | 517.4583
2023-09-07 15:00 | DK1 | 1205.3234 | 166.0417 | 333.9583 | 1705.3234 | 500
2023-09-07 16:00 | DK1 | 975.0358 | 138.0417 | 258.75 | 1371.8275 | 396.7917
2023-09-07 17:00 | DK1 | 695.4096 | 152.4167 | 275.25 | 1123.0763 | 427.6667
2023-09-07 18:00 | DK1 | 335.2071 | 162.4167 | 387.75 | 885.3738 | 550.1667
2023-09-07 19:00 | DK1 | 63.5221 | 201.625 | 432.3333 | 697.4804 | 633.9583
2023-09-07 20:00 | DK1 | 0.19208 | 351.875 | 479.7083 | 831.7754 | 831.5833
2023-09-07 21:00 | DK1 | 0 | 551.7917 | 572.0417 | 1123.8334 | 1123.8334
2023-09-07 22:00 | DK1 | 0 | 601.4167 | 616.25 | 1217.6667 | 1217.6667
2023-09-07 23:00 | DK1 | 0 | 633.125 | 640.8333 | 1273.9583 | 1273.9583
2023-09-08 | DK1 | 0 | 584.625 | 604.3333 | 1188.9583 | 1188.9583
2023-09-08 01:00 | DK1 | 0 | 599.9583 | 645.9583 | 1245.9166 | 1245.9166
2023-09-08 02:00 | DK1 | 0 | 556.875 | 610.7083 | 1167.5833 | 1167.5833
2023-09-08 03:00 | DK1 | 0 | 484.4167 | 508.75 | 993.1667 | 993.1667
2023-09-08 04:00 | DK1 | 0 | 449.8333 | 380.8333 | 830.6667 | 830.6667
2023-09-08 05:00 | DK1 | 0.05625 | 460 | 324.2917 | 784.3479 | 784.2917
2023-09-08 06:00 | DK1 | 6.2796 | 436.1667 | 301.625 | 744.0712 | 737.7917
2023-09-08 07:00 | DK1 | 72.9321 | 468.4583 | 321.1667 | 862.5571 | 789.625
2023-09-08 08:00 | DK1 | 236.415 | 463.7083 | 323.125 | 1023.2483 | 786.8333
2023-09-08 09:00 | DK1 | 512.5609 | 422.25 | 365.5417 | 1300.3525 | 787.7917
2023-09-08 10:00 | DK1 | 811.3296 | 329.2083 | 420 | 1560.5379 | 749.2083
2023-09-08 11:00 | DK1 | 1101.2596 | 248.5417 | 407.9167 | 1757.718 | 656.4583
2023-09-08 12:00 | DK1 | 1262.21 | 301.4167 | 405.25 | 1968.8766 | 706.6667
2023-09-08 13:00 | DK1 | 1319.1383 | 421.2917 | 314.5417 | 2054.9716 | 735.8333
2023-09-08 14:00 | DK1 | 1261.9767 | 434.4583 | 288.7083 | 1985.1434 | 723.1667
2023-09-08 15:00 | DK1 | 1070.3912 | 289.5833 | 257.625 | 1617.5996 | 547.2083
2023-09-08 16:00 | DK1 | 826.2317 | 201.5417 | 115.7917 | 1143.565 | 317.3333
2023-09-08 17:00 | DK1 | 535.7325 | 150.8333 | 92.0417 | 778.6075 | 242.875
2023-09-08 18:00 | DK1 | 260.4996 | 146.9583 | 109.375 | 516.8329 | 256.3333
2023-09-08 19:00 | DK1 | 50.0846 | 177.3333 | 106.2083 | 333.6262 | 283.5417
2023-09-08 20:00 | DK1 | 0 | 372.6667 | 244.6667 | 617.3333 | 617.3333
2023-09-08 21:00 | DK1 | 0 | 521.0833 | 309.625 | 830.7083 | 830.7083
2023-09-08 22:00 | DK1 | 0 | 588.9583 | 305.2917 | 894.25 | 894.25
2023-09-08 23:00 | DK1 | 0 | 567.75 | 379.0833 | 946.8333 | 946.8333
2023-09-09 | DK1 | 0 | 475.0833 | 355.9583 | 831.0417 | 831.0417
2023-09-09 01:00 | DK1 | 0 | 430.5 | 274.6667 | 705.1667 | 705.1667
2023-09-09 02:00 | DK1 | 0 | 311.5 | 201.25 | 512.75 | 512.75
2023-09-09 03:00 | DK1 | 0 | 288.875 | 122.3333 | 411.2083 | 411.2083
2023-09-09 04:00 | DK1 | 0 | 245.3333 | 111.0417 | 356.375 | 356.375
2023-09-09 05:00 | DK1 | 0.034583 | 256.7083 | 100.5833 | 357.3263 | 357.2917
2023-09-09 06:00 | DK1 | 5.1333 | 258.75 | 106.0833 | 369.9667 | 364.8333
2023-09-09 07:00 | DK1 | 64.2879 | 219.25 | 87.75 | 371.2879 | 307
2023-09-09 08:00 | DK1 | 261.9438 | 208.1667 | 84.375 | 554.4854 | 292.5417
2023-09-09 09:00 | DK1 | 637.4733 | 161.9167 | 71.5833 | 870.9733 | 233.5
2023-09-09 10:00 | DK1 | 1011.9817 | 58.125 | 59.6667 | 1129.7734 | 117.7917
2023-09-09 11:00 | DK1 | 1264.4646 | 62.2917 | 101.0417 | 1427.7979 | 163.3333
2023-09-09 12:00 | DK1 | 1343.3116 | 97 | 75.5417 | 1515.8533 | 172.5417
2023-09-09 13:00 | DK1 | 1357.7859 | 118.9167 | 107 | 1583.7026 | 225.9167
2023-09-09 14:00 | DK1 | 1308.4746 | 134.5 | 93.9583 | 1536.9329 | 228.4583
2023-09-09 15:00 | DK1 | 1153.4833 | 187.125 | 96.4167 | 1437.0249 | 283.5417
2023-09-09 16:00 | DK1 | 871.5566 | 193.7083 | 93.2917 | 1158.5566 | 287
2023-09-09 17:00 | DK1 | 495.7654 | 95.5833 | 107.25 | 698.5987 | 202.8333
2023-09-09 18:00 | DK1 | 237.9908 | 45 | 84.1667 | 367.1575 | 129.1667
2023-09-09 19:00 | DK1 | 53.7513 | 17.3333 | 69.7083 | 140.7929 | 87.0417
2023-09-09 20:00 | DK1 | 0.019167 | 35 | 124.125 | 159.1442 | 159.125
2023-09-09 21:00 | DK1 | 0 | 67.0417 | 143.0833 | 210.125 | 210.125
2023-09-09 22:00 | DK1 | 0 | 97.3333 | 84.9167 | 182.25 | 182.25
2023-09-09 23:00 | DK1 | 0 | 89.75 | 28.5 | 118.25 | 118.25
2023-09-10 | DK1 | 0 | 52.3333 | 14 | 66.3333 | 66.3333
2023-09-10 01:00 | DK1 | 0 | 68.1667 | 3.0417 | 71.2083 | 71.2083
2023-09-10 02:00 | DK1 | 0 | 76.8333 | 5.875 | 82.7083 | 82.7083
2023-09-10 03:00 | DK1 | 0 | 68.5833 | 7.0833 | 75.6667 | 75.6667
2023-09-10 04:00 | DK1 | 0 | 91.625 | 1.375 | 93 | 93
2023-09-10 05:00 | DK1 | 0.010833 | 120.125 | 28.7917 | 148.9275 | 148.9167
2023-09-10 06:00 | DK1 | 3.0258 | 97.5417 | 67.125 | 167.6925 | 164.6667
2023-09-10 07:00 | DK1 | 35.1379 | 62.375 | 90.125 | 187.6379 | 152.5
2023-09-10 08:00 | DK1 | 82.5946 | 69.2083 | 57.625 | 209.4279 | 126.8333
2023-09-10 09:00 | DK1 | 178.0029 | 87.2917 | 53.0833 | 318.3779 | 140.375
2023-09-10 10:00 | DK1 | 289.1717 | 86.5833 | 47.25 | 423.005 | 133.8333
2023-09-10 11:00 | DK1 | 352.9912 | 96.5 | 44.375 | 493.8662 | 140.875
2023-09-10 12:00 | DK1 | 471.7742 | 88.25 | 23.5833 | 583.6075 | 111.8333
2023-09-10 13:00 | DK1 | 689.3279 | 60.4583 | 22.6667 | 772.4529 | 83.125
2023-09-10 14:00 | DK1 | 948.7133 | 82.0833 | 21.5417 | 1052.3383 | 103.625
2023-09-10 15:00 | DK1 | 1014.5696 | 82.4167 | 2.3333 | 1099.3196 | 84.75
2023-09-10 16:00 | DK1 | 835.9183 | 67.5833 | 2.2917 | 905.7933 | 69.875
2023-09-10 17:00 | DK1 | 552.0929 | 44.75 | 1.3333 | 598.1762 | 46.0833
2023-09-10 18:00 | DK1 | 222.2529 | 14.6667 | 1.5417 | 238.4612 | 16.2083
2023-09-10 19:00 | DK1 | 31.9725 | 20.7083 | 10 | 62.6808 | 30.7083
2023-09-10 20:00 | DK1 | 0 | 18.4583 | 9.0417 | 27.5 | 27.5
2023-09-10 21:00 | DK1 | 0 | 9.25 | 19.8333 | 29.0833 | 29.0833
2023-09-10 22:00 | DK1 | 0 | 3.5417 | 57.4167 | 60.9583 | 60.9583
2023-09-10 23:00 | DK1 | 0 | 6.125 | 27.4167 | 33.5417 | 33.5417
2023-09-11 | DK1 | 0 | 23.0417 | 115.5833 | 138.625 | 138.625
2023-09-11 01:00 | DK1 | 0 | 54.5417 | 169.0417 | 223.5833 | 223.5833
2023-09-11 02:00 | DK1 | 0 | 124.4167 | 156 | 280.4167 | 280.4167
2023-09-11 03:00 | DK1 | 0 | 254.2917 | 207.6667 | 461.9583 | 461.9583
2023-09-11 04:00 | DK1 | 0 | 392.9167 | 317.3333 | 710.25 | 710.25
2023-09-11 05:00 | DK1 | 0.00875 | 480.3333 | 369.2917 | 849.6337 | 849.625
2023-09-11 06:00 | DK1 | 3.9217 | 534.125 | 460.1667 | 998.2133 | 994.2917
2023-09-11 07:00 | DK1 | 53.2808 | 570.625 | 528.625 | 1152.5308 | 1099.25
2023-09-11 08:00 | DK1 | 187.36 | 630.0833 | 591.375 | 1408.8183 | 1221.4583
2023-09-11 09:00 | DK1 | 347.3983 | 611.9167 | 580.125 | 1539.44 | 1192.0417
2023-09-11 10:00 | DK1 | 525.975 | 476.2083 | 624.2917 | 1626.475 | 1100.5
2023-09-11 11:00 | DK1 | 836.3221 | 398.0417 | 612.125 | 1846.4887 | 1010.1667
2023-09-11 12:00 | DK1 | 888.2196 | 609.0417 | 438.2917 | 1935.5529 | 1047.3333
2023-09-11 13:00 | DK1 | 1015.4437 | 559.9167 | 372.8333 | 1948.1938 | 932.75
2023-09-11 14:00 | DK1 | 924.3104 | 654.5833 | 345.9167 | 1924.8104 | 1000.5
2023-09-11 15:00 | DK1 | 758.3212 | 905.4167 | 423.875 | 2087.6129 | 1329.2917
2023-09-11 16:00 | DK1 | 556.8166 | 793.125 | 383.8333 | 1733.775 | 1176.9583
2023-09-11 17:00 | DK1 | 391.6313 | 716 | 326.0833 | 1433.7146 | 1042.0833
2023-09-11 18:00 | DK1 | 201.925 | 517.0833 | 271.5833 | 990.5917 | 788.6667
2023-09-11 19:00 | DK1 | 30.1812 | 474.75 | 219.5833 | 724.5146 | 694.3333
2023-09-11 20:00 | DK1 | 0.015833 | 490.125 | 229.375 | 719.5158 | 719.5
2023-09-11 21:00 | DK1 | 0 | 393.7917 | 294.375 | 688.1667 | 688.1667
2023-09-11 22:00 | DK1 | 0 | 362.0417 | 305.3333 | 667.375 | 667.375
2023-09-11 23:00 | DK1 | 0 | 375.9167 | 178.2917 | 554.2083 | 554.2083
2023-09-12 | DK1 | 0 | 351.25 | 258.7917 | 610.0417 | 610.0417
2023-09-12 01:00 | DK1 | 0 | 325.125 | 128.3333 | 453.4583 | 453.4583
2023-09-12 02:00 | DK1 | 0 | 325.3333 | 134.25 | 459.5833 | 459.5833
2023-09-12 03:00 | DK1 | 0 | 280.75 | 149.3333 | 430.0833 | 430.0833
2023-09-12 04:00 | DK1 | 0 | 259.6667 | 168.25 | 427.9167 | 427.9167
2023-09-12 05:00 | DK1 | 0.000417 | 218.7083 | 105.8333 | 324.5421 | 324.5417
2023-09-12 06:00 | DK1 | 1.8404 | 164.3333 | 35.625 | 201.7987 | 199.9583
2023-09-12 07:00 | DK1 | 27.8554 | 138.7917 | 45.75 | 212.3971 | 184.5417
2023-09-12 08:00 | DK1 | 96.0221 | 179.0417 | 56.625 | 331.6888 | 235.6667
2023-09-12 09:00 | DK1 | 156.1554 | 239.5417 | 88.4167 | 484.1137 | 327.9583
2023-09-12 10:00 | DK1 | 382.4 | 353.75 | 208.75 | 944.9 | 562.5
2023-09-12 11:00 | DK1 | 384.5104 | 386.125 | 282.625 | 1053.2604 | 668.75
2023-09-12 12:00 | DK1 | 447.6171 | 394 | 355.4167 | 1197.0338 | 749.4167
2023-09-12 13:00 | DK1 | 454.8408 | 398.5417 | 301 | 1154.3825 | 699.5417
2023-09-12 14:00 | DK1 | 377.375 | 409.625 | 355.7917 | 1142.7917 | 765.4167
2023-09-12 15:00 | DK1 | 411.7158 | 468.2083 | 327.125 | 1207.0492 | 795.3333
2023-09-12 16:00 | DK1 | 402.9946 | 488.7917 | 329.8333 | 1221.6196 | 818.625
2023-09-12 17:00 | DK1 | 239.9475 | 541.8333 | 398.375 | 1180.1558 | 940.2083
2023-09-12 18:00 | DK1 | 170.5525 | 564.5417 | 553.7083 | 1288.8025 | 1118.25
2023-09-12 19:00 | DK1 | 29.9804 | 502.7083 | 453.2917 | 985.9804 | 956
2023-09-12 20:00 | DK1 | 0 | 524.9583 | 401.8333 | 926.7917 | 926.7917
2023-09-12 21:00 | DK1 | 0 | 563.8333 | 474.7917 | 1038.625 | 1038.625
2023-09-12 22:00 | DK1 | 0 | 562.3333 | 433.5833 | 995.9167 | 995.9167
2023-09-12 23:00 | DK1 | 0 | 518.1667 | 382 | 900.1667 | 900.1667
2023-09-13 | DK1 | 0 | 516.2083 | 465.2083 | 981.4167 | 981.4167
2023-09-13 01:00 | DK1 | 0 | 557.375 | 489.75 | 1047.125 | 1047.125
2023-09-13 02:00 | DK1 | 0 | 466.0417 | 477.3333 | 943.375 | 943.375
2023-09-13 03:00 | DK1 | 0 | 469.25 | 533.4167 | 1002.6667 | 1002.6667
2023-09-13 04:00 | DK1 | 0 | 580.0833 | 516.2083 | 1096.2916 | 1096.2916
2023-09-13 05:00 | DK1 | 0.000417 | 502.875 | 630.8333 | 1133.7087 | 1133.7083
2023-09-13 06:00 | DK1 | 1.5717 | 483.8333 | 636.875 | 1122.28 | 1120.7083
2023-09-13 07:00 | DK1 | 28.9887 | 514.25 | 639.9583 | 1183.1971 | 1154.2083
2023-09-13 08:00 | DK1 | 160.3383 | 624.3333 | 750.2083 | 1534.88 | 1374.5416
2023-09-13 09:00 | DK1 | 360.5396 | 558.4167 | 729.7917 | 1648.748 | 1288.2084
2023-09-13 10:00 | DK1 | 601.1229 | 480.9583 | 779.9167 | 1861.998 | 1260.875
2023-09-13 11:00 | DK1 | 682.2534 | 551.7083 | 828.5833 | 2062.545 | 1380.2916
2023-09-13 12:00 | DK1 | 749.8846 | 545 | 780.375 | 2075.2596 | 1325.375
2023-09-13 13:00 | DK1 | 942.2154 | 512.4167 | 771.5833 | 2226.2154 | 1284
2023-09-13 14:00 | DK1 | 1175.2759 | 530.0417 | 813.8333 | 2519.1509 | 1343.875
2023-09-13 15:00 | DK1 | 1241.545 | 535.3333 | 842.5833 | 2619.4617 | 1377.9166
2023-09-13 16:00 | DK1 | 1039.4641 | 608.625 | 843.5 | 2491.5891 | 1452.125
2023-09-13 17:00 | DK1 | 742.8829 | 544.7083 | 810.4167 | 2098.0079 | 1355.125
2023-09-13 18:00 | DK1 | 343.3488 | 433.1667 | 893.9583 | 1670.4737 | 1327.125
2023-09-13 19:00 | DK1 | 48.8987 | 377.4583 | 748.6667 | 1175.0238 | 1126.125
2023-09-13 20:00 | DK1 | 0 | 340.2083 | 657.3333 | 997.5417 | 997.5417
2023-09-13 21:00 | DK1 | 0 | 328.875 | 690.125 | 1019 | 1019
2023-09-13 22:00 | DK1 | 0 | 269.875 | 415.5417 | 685.4167 | 685.4167
2023-09-13 23:00 | DK1 | 0 | 176.4583 | 293.7083 | 470.1667 | 470.1667
2023-09-14 | DK1 | 0 | 142.375 | 216.6667 | 359.0417 | 359.0417
2023-09-14 01:00 | DK1 | 0 | 157 | 105 | 262 | 262
2023-09-14 02:00 | DK1 | 0 | 195.3333 | 97.9167 | 293.25 | 293.25
2023-09-14 03:00 | DK1 | 0 | 195.0417 | 96.375 | 291.4167 | 291.4167
2023-09-14 04:00 | DK1 | 0 | 154.4167 | 96.875 | 251.2917 | 251.2917
2023-09-14 05:00 | DK1 | 0.0025 | 148.2083 | 72.625 | 220.8358 | 220.8333
2023-09-14 06:00 | DK1 | 3.7604 | 156.4583 | 66.9167 | 227.1354 | 223.375
2023-09-14 07:00 | DK1 | 50.3654 | 124.4167 | 72.875 | 247.6571 | 197.2917
2023-09-14 08:00 | DK1 | 225.7729 | 135.375 | 113.8333 | 474.9813 | 249.2083
2023-09-14 09:00 | DK1 | 459.0033 | 92.125 | 132.9583 | 684.0867 | 225.0833
2023-09-14 10:00 | DK1 | 629.1417 | 59.5833 | 141.3333 | 830.0583 | 200.9167
2023-09-14 11:00 | DK1 | 723.6925 | 84.9583 | 118.625 | 927.2758 | 203.5833
2023-09-14 12:00 | DK1 | 772.1104 | 103.5 | 90.0417 | 965.6521 | 193.5417
2023-09-14 13:00 | DK1 | 1016.9679 | 183.0833 | 129 | 1329.0512 | 312.0833
2023-09-14 14:00 | DK1 | 999.9875 | 219.6667 | 251.8333 | 1471.4875 | 471.5
2023-09-14 15:00 | DK1 | 892.3429 | 325.4167 | 303.25 | 1521.0096 | 628.6667
2023-09-14 16:00 | DK1 | 596.7484 | 412.125 | 394.9167 | 1403.79 | 807.0417
2023-09-14 17:00 | DK1 | 332.6508 | 488.5417 | 403.0833 | 1224.2758 | 891.625
2023-09-14 18:00 | DK1 | 150.5008 | 556.2917 | 290.9167 | 997.7092 | 847.2083
2023-09-14 19:00 | DK1 | 23.5304 | 525.0833 | 402.7083 | 951.3221 | 927.7917
2023-09-14 20:00 | DK1 | 0 | 644.5 | 520.75 | 1165.25 | 1165.25
2023-09-14 21:00 | DK1 | 0 | 678.2917 | 439.0833 | 1117.375 | 1117.375
2023-09-14 22:00 | DK1 | 0 | 671.5 | 341.4583 | 1012.9583 | 1012.9583
2023-09-14 23:00 | DK1 | 0 | 726.375 | 357.2083 | 1083.5833 | 1083.5833
2023-09-15 | DK1 | 0 | 801.4167 | 348.6667 | 1150.0833 | 1150.0833
2023-09-15 01:00 | DK1 | 0 | 812.6667 | 585.9583 | 1398.625 | 1398.625
2023-09-15 02:00 | DK1 | 0 | 813.5417 | 482.3333 | 1295.875 | 1295.875
2023-09-15 03:00 | DK1 | 0 | 838.75 | 429.1667 | 1267.9167 | 1267.9167
2023-09-15 04:00 | DK1 | 0 | 866.4167 | 528.25 | 1394.6667 | 1394.6667
2023-09-15 05:00 | DK1 | 0 | 773.9167 | 472.125 | 1246.0417 | 1246.0417
2023-09-15 06:00 | DK1 | 2.2563 | 768.2917 | 417.625 | 1188.1729 | 1185.9167
2023-09-15 07:00 | DK1 | 37.525 | 690.6667 | 424.2917 | 1152.4833 | 1114.9583
2023-09-15 08:00 | DK1 | 184.7196 | 715.6667 | 437.7917 | 1338.1779 | 1153.4583
2023-09-15 09:00 | DK1 | 436.8838 | 716.625 | 397.3333 | 1550.8421 | 1113.9583
2023-09-15 10:00 | DK1 | 712.4892 | 668.1667 | 406.3333 | 1786.9892 | 1074.5
2023-09-15 11:00 | DK1 | 1047.1899 | 730.2917 | 366.375 | 2143.8566 | 1096.6667
2023-09-15 12:00 | DK1 | 1195.1359 | 741.9167 | 357 | 2294.0526 | 1098.9167
2023-09-15 13:00 | DK1 | 1288.835 | 771.6667 | 362.5833 | 2423.085 | 1134.25
2023-09-15 14:00 | DK1 | 1258.8888 | 685.75 | 279.7083 | 2224.3471 | 965.4583
2023-09-15 15:00 | DK1 | 1183.1395 | 557.2083 | 255.2917 | 1995.6395 | 812.5
2023-09-15 16:00 | DK1 | 984.4163 | 451.2083 | 156.6667 | 1592.2913 | 607.875
2023-09-15 17:00 | DK1 | 684.52 | 385.7917 | 90.8333 | 1161.145 | 476.625
2023-09-15 18:00 | DK1 | 275.1975 | 306.4583 | 82.4583 | 664.1142 | 388.9167
2023-09-15 19:00 | DK1 | 36.205 | 213.9167 | 118.5417 | 368.6633 | 332.4583
2023-09-15 20:00 | DK1 | 0 | 320.7917 | 141.9583 | 462.75 | 462.75
2023-09-15 21:00 | DK1 | 0 | 568.6667 | 269.6667 | 838.3333 | 838.3333
2023-09-15 22:00 | DK1 | 0 | 685.125 | 495.7083 | 1180.8333 | 1180.8333
2023-09-15 23:00 | DK1 | 0 | 725.2083 | 503.9167 | 1229.125 | 1229.125
2023-09-16 | DK1 | 0 | 649.6667 | 447.5833 | 1097.25 | 1097.25
2023-09-16 01:00 | DK1 | 0 | 626.2083 | 346.6667 | 972.875 | 972.875
2023-09-16 02:00 | DK1 | 0 | 549.4583 | 283.9167 | 833.375 | 833.375
2023-09-16 03:00 | DK1 | 0 | 536.75 | 227.2917 | 764.0417 | 764.0417
2023-09-16 04:00 | DK1 | 0 | 459.0833 | 171.9583 | 631.0417 | 631.0417
2023-09-16 05:00 | DK1 | 0 | 372 | 155.4167 | 527.4167 | 527.4167
2023-09-16 06:00 | DK1 | 3.11 | 300.2083 | 187.2083 | 490.5267 | 487.4167
2023-09-16 07:00 | DK1 | 46.8275 | 261.5 | 159.0417 | 467.3692 | 420.5417
2023-09-16 08:00 | DK1 | 210.3163 | 256.4167 | 207.1667 | 673.8996 | 463.5833
2023-09-16 09:00 | DK1 | 428.3037 | 185.6667 | 214.0417 | 828.0121 | 399.7083
2023-09-16 10:00 | DK1 | 699.2083 | 116.1667 | 199.0417 | 1014.4166 | 315.2083
2023-09-16 11:00 | DK1 | 999.2021 | 122.1667 | 181.7917 | 1303.1604 | 303.9583
2023-09-16 12:00 | DK1 | 1116.21 | 131.125 | 146.4167 | 1393.7516 | 277.5417
2023-09-16 13:00 | DK1 | 1166.58 | 186.2917 | 117.5833 | 1470.455 | 303.875
2023-09-16 14:00 | DK1 | 1124.5533 | 214.125 | 151.7917 | 1490.47 | 365.9167
2023-09-16 15:00 | DK1 | 833.8542 | 187.4167 | 163.25 | 1184.5209 | 350.6667
2023-09-16 16:00 | DK1 | 709.0904 | 144.7083 | 90.5 | 944.2987 | 235.2083
2023-09-16 17:00 | DK1 | 377.6879 | 118.7917 | 100.2917 | 596.7713 | 219.0833
2023-09-16 18:00 | DK1 | 142.6146 | 112.4583 | 95.7917 | 350.8646 | 208.25
2023-09-16 19:00 | DK1 | 17.3279 | 92.2917 | 66.75 | 176.3696 | 159.0417
2023-09-16 20:00 | DK1 | 0 | 137.75 | 144.0417 | 281.7917 | 281.7917
2023-09-16 21:00 | DK1 | 0 | 157.0417 | 178.25 | 335.2917 | 335.2917
2023-09-16 22:00 | DK1 | 0 | 159.7083 | 193.9167 | 353.625 | 353.625
2023-09-16 23:00 | DK1 | 0 | 158.5417 | 183.1667 | 341.7083 | 341.7083
2023-09-17 | DK1 | 0 | 195.1667 | 267.375 | 462.5417 | 462.5417
2023-09-17 01:00 | DK1 | 0 | 307.25 | 234.5 | 541.75 | 541.75
2023-09-17 02:00 | DK1 | 0 | 420.2083 | 293.5417 | 713.75 | 713.75
2023-09-17 03:00 | DK1 | 0 | 541.75 | 346.25 | 888 | 888
2023-09-17 04:00 | DK1 | 0 | 525 | 362.125 | 887.125 | 887.125
2023-09-17 05:00 | DK1 | 0 | 546.125 | 318.2917 | 864.4167 | 864.4167
2023-09-17 06:00 | DK1 | 2.2525 | 535.0417 | 334.7083 | 872.0025 | 869.75
2023-09-17 07:00 | DK1 | 36.0979 | 521.9167 | 224.4167 | 782.4313 | 746.3334
2023-09-17 08:00 | DK1 | 161.6788 | 497.4583 | 189.9583 | 849.0954 | 687.4167
2023-09-17 09:00 | DK1 | 391.5546 | 517.5833 | 164.875 | 1074.0129 | 682.4583
2023-09-17 10:00 | DK1 | 643.7975 | 483.7917 | 185.9583 | 1313.5475 | 669.75
2023-09-17 11:00 | DK1 | 819.7554 | 502.375 | 225.4583 | 1547.5888 | 727.8333
2023-09-17 12:00 | DK1 | 965.3154 | 481.375 | 241.5417 | 1688.2321 | 722.9167
2023-09-17 13:00 | DK1 | 1075.5729 | 565.9167 | 211.75 | 1853.2396 | 777.6667
2023-09-17 14:00 | DK1 | 1055.6108 | 726.7917 | 156.625 | 1939.0275 | 883.4167
2023-09-17 15:00 | DK1 | 833.7246 | 879.9583 | 126.9167 | 1840.5996 | 1006.875
2023-09-17 16:00 | DK1 | 652.7771 | 1035.7916 | 174.5833 | 1863.1521 | 1210.375
2023-09-17 17:00 | DK1 | 345.5825 | 1194.1666 | 231.0417 | 1770.7908 | 1425.2083
2023-09-17 18:00 | DK1 | 85.2246 | 1179.6666 | 347.4583 | 1612.3496 | 1527.125
2023-09-17 19:00 | DK1 | 3.3429 | 1181.0416 | 557.9167 | 1742.3012 | 1738.9583
2023-09-17 20:00 | DK1 | 0 | 1586.875 | 748.375 | 2335.25 | 2335.25
2023-09-17 21:00 | DK1 | 0 | 1835 | 909.5417 | 2744.5417 | 2744.5417
2023-09-17 22:00 | DK1 | 0 | 1949.0834 | 1078.4166 | 3027.5 | 3027.5
2023-09-17 23:00 | DK1 | 0 | 1865.9166 | 1039.0834 | 2905 | 2905
2023-09-18 | DK1 | 0 | 2114.25 | 976.9583 | 3091.2083 | 3091.2083
2023-09-18 01:00 | DK1 | 0 | 2290.2083 | 968.4167 | 3258.6249 | 3258.6249
2023-09-18 02:00 | DK1 | 0 | 2512.2917 | 995.2917 | 3507.5834 | 3507.5834
2023-09-18 03:00 | DK1 | 0 | 2370.375 | 1003.2083 | 3373.5833 | 3373.5833
2023-09-18 04:00 | DK1 | 0 | 2195.25 | 918.2917 | 3113.5417 | 3113.5417
2023-09-18 05:00 | DK1 | 0 | 2056.9167 | 865.2083 | 2922.1251 | 2922.1251
2023-09-18 06:00 | DK1 | 2.3321 | 1953.2084 | 753.75 | 2709.2905 | 2706.9584
2023-09-18 07:00 | DK1 | 37.2375 | 1794.5416 | 818.625 | 2650.4041 | 2613.1666
2023-09-18 08:00 | DK1 | 157.0038 | 1815.6666 | 925.7917 | 2898.4621 | 2741.4583
2023-09-18 09:00 | DK1 | 271.9621 | 2119.3333 | 923.5833 | 3314.8787 | 3042.9166
2023-09-18 10:00 | DK1 | 484.5933 | 2165.9583 | 1023.125 | 3673.6766 | 3189.0833
2023-09-18 11:00 | DK1 | 624.9512 | 2287.875 | 990.2083 | 3903.0345 | 3278.0833
2023-09-18 12:00 | DK1 | 439.385 | 2536.75 | 972.4583 | 3948.5933 | 3509.2083
2023-09-18 13:00 | DK1 | 264.1112 | 2422.4583 | 848.3333 | 3534.9028 | 3270.7916
2023-09-18 14:00 | DK1 | 130.5338 | 2062.1667 | 677.875 | 2870.5755 | 2740.0417
2023-09-18 15:00 | DK1 | 158.8458 | 1597.2916 | 880.375 | 2636.5125 | 2477.6666
2023-09-18 16:00 | DK1 | 270.3071 | 1499 | 1026.2084 | 2795.5155 | 2525.2084
2023-09-18 17:00 | DK1 | 240.3808 | 1836.0416 | 1007.625 | 3084.0475 | 2843.6666
2023-09-18 18:00 | DK1 | 165.1442 | 1717.9166 | 1084.5416 | 2967.6024 | 2802.4583
2023-09-18 19:00 | DK1 | 22.9708 | 1397.5 | 943.25 | 2363.7208 | 2340.75
2023-09-18 20:00 | DK1 | 0 | 1365.25 | 878.5417 | 2243.7917 | 2243.7917
2023-09-18 21:00 | DK1 | 0 | 1025.5 | 738.2917 | 1763.7917 | 1763.7917
2023-09-18 22:00 | DK1 | 0 | 833.7083 | 686.25 | 1519.9583 | 1519.9583
2023-09-18 23:00 | DK1 | 0 | 1010.2917 | 477.4167 | 1487.7083 | 1487.7083
2023-09-19 | DK1 | 0 | 1419.0416 | 526.25 | 1945.2916 | 1945.2916
2023-09-19 01:00 | DK1 | 0 | 1776.9166 | 627 | 2403.9166 | 2403.9166
2023-09-19 02:00 | DK1 | 0 | 2128 | 668.5 | 2796.5 | 2796.5
2023-09-19 03:00 | DK1 | 0 | 1808.75 | 748.2917 | 2557.0417 | 2557.0417
2023-09-19 04:00 | DK1 | 0 | 2019.7084 | 411.25 | 2430.9584 | 2430.9584
2023-09-19 05:00 | DK1 | 0 | 1705.8334 | 409.4583 | 2115.2917 | 2115.2917
2023-09-19 06:00 | DK1 | 1.6521 | 1609.5 | 621.2917 | 2232.4438 | 2230.7917
2023-09-19 07:00 | DK1 | 26.3046 | 1716.8334 | 670.75 | 2413.888 | 2387.5834
2023-09-19 08:00 | DK1 | 148.7592 | 2059.5 | 1015.875 | 3224.1342 | 3075.375
2023-09-19 09:00 | DK1 | 289.2387 | 2150.7083 | 971 | 3410.947 | 3121.7083
2023-09-19 10:00 | DK1 | 476.0054 | 2049.8333 | 1063.625 | 3589.4637 | 3113.4583
2023-09-19 11:00 | DK1 | 357.6821 | 1460.5416 | 977.8333 | 2796.057 | 2438.3749
2023-09-19 12:00 | DK1 | 426.7142 | 1654.6666 | 636.7917 | 2718.1725 | 2291.4583
2023-09-19 13:00 | DK1 | 207.6171 | 1423.625 | 211.5 | 1842.7421 | 1635.125
2023-09-19 14:00 | DK1 | 97.2371 | 1390.4166 | 239.7083 | 1727.362 | 1630.125
2023-09-19 15:00 | DK1 | 49.3575 | 1277.8334 | 252.7083 | 1579.8992 | 1530.5417
2023-09-19 16:00 | DK1 | 41.4396 | 1241.75 | 374.9583 | 1658.1479 | 1616.7083
2023-09-19 17:00 | DK1 | 19.4479 | 1780.25 | 565.9167 | 2365.6146 | 2346.1667
2023-09-19 18:00 | DK1 | 10.1104 | 2349.2917 | 882.7917 | 3242.1939 | 3232.0834
2023-09-19 19:00 | DK1 | 0.59708 | 2574.7917 | 761.7917 | 3337.1805 | 3336.5834
2023-09-19 20:00 | DK1 | 0 | 2870.2083 | 861.0833 | 3731.2916 | 3731.2916
2023-09-19 21:00 | DK1 | 0 | 2410.9583 | 652 | 3062.9583 | 3062.9583
2023-09-19 22:00 | DK1 | 0 | 1757.9166 | 645.1667 | 2403.0833 | 2403.0833
2023-09-19 23:00 | DK1 | 0 | 1435.75 | 571.5417 | 2007.2917 | 2007.2917
2023-09-20 | DK1 | 0 | 1343.9166 | 591.3333 | 1935.2499 | 1935.2499
2023-09-20 01:00 | DK1 | 0 | 1222.3334 | 605.3333 | 1827.6667 | 1827.6667
2023-09-20 02:00 | DK1 | 0 | 1290 | 601.4167 | 1891.4167 | 1891.4167
2023-09-20 03:00 | DK1 | 0 | 1304.2916 | 619.9583 | 1924.2499 | 1924.2499
2023-09-20 04:00 | DK1 | 0 | 1559.3334 | 203.2917 | 1762.625 | 1762.625
2023-09-20 05:00 | DK1 | 0 | 1607.25 | 380.7917 | 1988.0417 | 1988.0417
2023-09-20 06:00 | DK1 | 0.79167 | 1744.7084 | 670.0833 | 2415.5834 | 2414.7917
2023-09-20 07:00 | DK1 | 12.2246 | 1707 | 944.9167 | 2664.1413 | 2651.9167
2023-09-20 08:00 | DK1 | 48.2483 | 1894.0834 | 845.2917 | 2787.6234 | 2739.3751
2023-09-20 09:00 | DK1 | 98.6217 | 2051.2917 | 993.8333 | 3143.7467 | 3045.1251
2023-09-20 10:00 | DK1 | 191.1788 | 1931.0834 | 982.5 | 3104.7621 | 2913.5834
2023-09-20 11:00 | DK1 | 273.0933 | 1793.2916 | 950.0833 | 3016.4683 | 2743.3749
2023-09-20 12:00 | DK1 | 219.8908 | 1673.2084 | 960.9583 | 2854.0575 | 2634.1667
2023-09-20 13:00 | DK1 | 217.04 | 1700.2916 | 548.5417 | 2465.8733 | 2248.8333
2023-09-20 14:00 | DK1 | 159.2137 | 1924.9166 | 533.375 | 2617.5054 | 2458.2916
2023-09-20 15:00 | DK1 | 115.7275 | 1675.875 | 592.5833 | 2384.1858 | 2268.4583
2023-09-20 16:00 | DK1 | 117.9812 | 1692.5416 | 1019.6667 | 2830.1896 | 2712.2083
2023-09-20 17:00 | DK1 | 57.0333 | 1728.0834 | 1073.25 | 2858.3667 | 2801.3334
2023-09-20 18:00 | DK1 | 15.9783 | 1750.375 | 1095.5834 | 2861.9367 | 2845.9584
2023-09-20 19:00 | DK1 | 0.0325 | 1650 | 1037.625 | 2687.6575 | 2687.625
2023-09-20 20:00 | DK1 | 0 | 1694.875 | 1018 | 2712.875 | 2712.875
2023-09-20 21:00 | DK1 | 0 | 1577.2084 | 1064.7084 | 2641.9167 | 2641.9167
2023-09-20 22:00 | DK1 | 0 | 1430.2084 | 982.0417 | 2412.2501 | 2412.2501
2023-09-20 23:00 | DK1 | 0 | 1360.375 | 960.2917 | 2320.6667 | 2320.6667
2023-09-21 | DK1 | 0 | 1310.625 | 965.4583 | 2276.0833 | 2276.0833
2023-09-21 01:00 | DK1 | 0 | 1161.6666 | 688.5 | 1850.1666 | 1850.1666
2023-09-21 02:00 | DK1 | 0 | 1248.1666 | 692.0833 | 1940.2499 | 1940.2499
2023-09-21 03:00 | DK1 | 0 | 1260 | 727.6667 | 1987.6667 | 1987.6667
2023-09-21 04:00 | DK1 | 0 | 1383.0416 | 772.7917 | 2155.8333 | 2155.8333
2023-09-21 05:00 | DK1 | 0 | 1531.3334 | 1042.5 | 2573.8334 | 2573.8334
2023-09-21 06:00 | DK1 | 1.8704 | 1561.4584 | 1004.75 | 2568.0788 | 2566.2084
2023-09-21 07:00 | DK1 | 29.4108 | 1462.375 | 1065.7084 | 2557.4942 | 2528.0834
2023-09-21 08:00 | DK1 | 119.03 | 1651.0416 | 963.3333 | 2733.4049 | 2614.3749
2023-09-21 09:00 | DK1 | 237.9608 | 1846.125 | 962.2083 | 3046.2941 | 2808.3333
2023-09-21 10:00 | DK1 | 661.4604 | 2188.25 | 1051.375 | 3901.0854 | 3239.625
2023-09-21 11:00 | DK1 | 816.5292 | 2042.625 | 947.0417 | 3806.1959 | 2989.6667
2023-09-21 12:00 | DK1 | 753.8017 | 1784.7084 | 837.875 | 3376.3851 | 2622.5834
2023-09-21 13:00 | DK1 | 494.1883 | 1472.5416 | 629.25 | 2595.98 | 2101.7916
2023-09-21 14:00 | DK1 | 391.2979 | 1106.7916 | 411.125 | 1909.2145 | 1517.9166
2023-09-21 15:00 | DK1 | 343.6396 | 740.3333 | 254.9583 | 1338.9312 | 995.2916
2023-09-21 16:00 | DK1 | 205.1346 | 511.2083 | 198.5 | 914.8429 | 709.7083
2023-09-21 17:00 | DK1 | 104.8508 | 386.7917 | 283.75 | 775.3925 | 670.5417
2023-09-21 18:00 | DK1 | 66.9971 | 183.2917 | 307.1667 | 557.4554 | 490.4583
2023-09-21 19:00 | DK1 | 10.0783 | 86.9583 | 350.5417 | 447.5783 | 437.5
2023-09-21 20:00 | DK1 | 0 | 60.3333 | 340.8333 | 401.1667 | 401.1667
2023-09-21 21:00 | DK1 | 0 | 89.5 | 364.3333 | 453.8333 | 453.8333
2023-09-21 22:00 | DK1 | 0 | 104.125 | 388.0833 | 492.2083 | 492.2083
2023-09-21 23:00 | DK1 | 0 | 157 | 383.1667 | 540.1667 | 540.1667
2023-09-22 | DK1 | 0 | 253.1667 | 415.9167 | 669.0833 | 669.0833
2023-09-22 01:00 | DK1 | 0 | 339.2083 | 368.625 | 707.8333 | 707.8333
2023-09-22 02:00 | DK1 | 0 | 233.7083 | 385.5417 | 619.25 | 619.25
2023-09-22 03:00 | DK1 | 0 | 84.75 | 276.125 | 360.875 | 360.875
2023-09-22 04:00 | DK1 | 0 | 80.0833 | 36.9167 | 117 | 117
2023-09-22 05:00 | DK1 | 0 | 102.1667 | 22.5417 | 124.7083 | 124.7083
2023-09-22 06:00 | DK1 | 0.89125 | 79.125 | 88.875 | 168.8913 | 168
2023-09-22 07:00 | DK1 | 19.2183 | 130.75 | 13.5417 | 163.51 | 144.2917
2023-09-22 08:00 | DK1 | 95.8958 | 167.5417 | 21.125 | 284.5625 | 188.6667
2023-09-22 09:00 | DK1 | 328.9413 | 168.25 | 44.6667 | 541.8579 | 212.9167
2023-09-22 10:00 | DK1 | 652.9783 | 130.0417 | 66.125 | 849.145 | 196.1667
2023-09-22 11:00 | DK1 | 639.0692 | 105.75 | 92.5833 | 837.4025 | 198.3333
2023-09-22 12:00 | DK1 | 802.245 | 123.75 | 220.9583 | 1146.9533 | 344.7083
2023-09-22 13:00 | DK1 | 723.4471 | 197.5 | 190.0833 | 1111.0304 | 387.5833
2023-09-22 14:00 | DK1 | 706.8134 | 267.3333 | 303.125 | 1277.2717 | 570.4583
2023-09-22 15:00 | DK1 | 638.4808 | 376.9583 | 61.4167 | 1076.8558 | 438.375
2023-09-22 16:00 | DK1 | 501.0546 | 408 | 87.8333 | 996.8879 | 495.8333
2023-09-22 17:00 | DK1 | 368.5821 | 302.2917 | 164.9167 | 835.7904 | 467.2083
2023-09-22 18:00 | DK1 | 144.1617 | 133.5833 | 158.3333 | 436.0783 | 291.9167
2023-09-22 19:00 | DK1 | 7.0208 | 132.2917 | 149.75 | 289.0625 | 282.0417
2023-09-22 20:00 | DK1 | 0 | 236.5833 | 262.9583 | 499.5417 | 499.5417
2023-09-22 21:00 | DK1 | 0 | 310.875 | 336.9167 | 647.7917 | 647.7917
2023-09-22 22:00 | DK1 | 0 | 229.4167 | 230.2917 | 459.7083 | 459.7083
2023-09-22 23:00 | DK1 | 0 | 208.125 | 194.625 | 402.75 | 402.75
2023-09-23 | DK1 | 0 | 183.5833 | 167.3333 | 350.9167 | 350.9167
2023-09-23 01:00 | DK1 | 0 | 168.2083 | 191.7917 | 360 | 360
2023-09-23 02:00 | DK1 | 0 | 136.25 | 172.875 | 309.125 | 309.125
2023-09-23 03:00 | DK1 | 0 | 116.2083 | 124.4583 | 240.6667 | 240.6667
2023-09-23 04:00 | DK1 | 0 | 114.7917 | 190.1667 | 304.9583 | 304.9583
2023-09-23 05:00 | DK1 | 0 | 98.5 | 274.7917 | 373.2917 | 373.2917
2023-09-23 06:00 | DK1 | 0.49875 | 76.625 | 299.7917 | 376.9154 | 376.4167
2023-09-23 07:00 | DK1 | 8.7742 | 88.0417 | 318 | 414.8158 | 406.0417
2023-09-23 08:00 | DK1 | 61.7371 | 89.625 | 391.9583 | 543.3204 | 481.5833
2023-09-23 09:00 | DK1 | 207.7904 | 145.875 | 316.5833 | 670.2488 | 462.4583
2023-09-23 10:00 | DK1 | 435.1242 | 150.625 | 185.7083 | 771.4575 | 336.3333
2023-09-23 11:00 | DK1 | 789.6629 | 212.375 | 168.8333 | 1170.8712 | 381.2083
2023-09-23 12:00 | DK1 | 980.2067 | 348.875 | 221.4583 | 1550.54 | 570.3333
2023-09-23 13:00 | DK1 | 1128.6642 | 530.875 | 198.9583 | 1858.4975 | 729.8333
2023-09-23 14:00 | DK1 | 959.6717 | 770.3333 | 310.5 | 2040.505 | 1080.8333
2023-09-23 15:00 | DK1 | 835.3958 | 907.875 | 384.9583 | 2128.2292 | 1292.8333
2023-09-23 16:00 | DK1 | 570.7204 | 1122.125 | 506.125 | 2198.9704 | 1628.25
2023-09-23 17:00 | DK1 | 345.3008 | 984.8333 | 546.5833 | 1876.7175 | 1531.4166
2023-09-23 18:00 | DK1 | 138.7867 | 762.5417 | 492.2083 | 1393.5367 | 1254.75
2023-09-23 19:00 | DK1 | 3.0779 | 718.4167 | 733.125 | 1454.6196 | 1451.5417
2023-09-23 20:00 | DK1 | 0.011667 | 975.375 | 626.0417 | 1601.4284 | 1601.4167
2023-09-23 21:00 | DK1 | 0 | 903.8333 | 593.3333 | 1497.1666 | 1497.1666
2023-09-23 22:00 | DK1 | 0 | 874.625 | 581.3333 | 1455.9583 | 1455.9583
2023-09-23 23:00 | DK1 | 0 | 933.1667 | 676.2917 | 1609.4584 | 1609.4584
2023-09-24 | DK1 | 0 | 885.2917 | 645.5833 | 1530.875 | 1530.875
2023-09-24 01:00 | DK1 | 0 | 859.2083 | 630.9583 | 1490.1666 | 1490.1666
2023-09-24 02:00 | DK1 | 0 | 867.9167 | 559.5833 | 1427.5 | 1427.5
2023-09-24 03:00 | DK1 | 0 | 828.5 | 602 | 1430.5 | 1430.5
2023-09-24 04:00 | DK1 | 0 | 939.5417 | 515.25 | 1454.7917 | 1454.7917
2023-09-24 05:00 | DK1 | 0 | 833.2917 | 463.5 | 1296.7917 | 1296.7917
2023-09-24 06:00 | DK1 | 1.4763 | 605.25 | 316.875 | 923.6013 | 922.125
2023-09-24 07:00 | DK1 | 28.8738 | 463.7917 | 272.3333 | 764.9988 | 736.125
2023-09-24 08:00 | DK1 | 166.1037 | 392.7083 | 320.7083 | 879.5204 | 713.4167
2023-09-24 09:00 | DK1 | 476.6342 | 440.5833 | 481.75 | 1398.9675 | 922.3333
2023-09-24 10:00 | DK1 | 806.2375 | 459.875 | 570 | 1836.1125 | 1029.875
2023-09-24 11:00 | DK1 | 960.3862 | 641 | 758.1667 | 2359.5529 | 1399.1667
2023-09-24 12:00 | DK1 | 986.8404 | 1171.4166 | 521.125 | 2679.382 | 1692.5416
2023-09-24 13:00 | DK1 | 834.4617 | 1334.4584 | 452.5833 | 2621.5034 | 1787.0417
2023-09-24 14:00 | DK1 | 658.9154 | 1148.875 | 339.7917 | 2147.5821 | 1488.6667
2023-09-24 15:00 | DK1 | 556.3858 | 1169.2916 | 338.0833 | 2063.7608 | 1507.375
2023-09-24 16:00 | DK1 | 601.3975 | 1300.7084 | 291.9583 | 2194.0642 | 1592.6667
2023-09-24 17:00 | DK1 | 384.4167 | 1492.375 | 543.9583 | 2420.75 | 2036.3333
2023-09-24 18:00 | DK1 | 166.0775 | 1362.1666 | 1015.125 | 2543.3691 | 2377.2916
2023-09-24 19:00 | DK1 | 9.1175 | 1190.7084 | 1032.125 | 2231.9509 | 2222.8334
2023-09-24 20:00 | DK1 | 0 | 1399.0416 | 1075.4166 | 2474.4583 | 2474.4583
2023-09-24 21:00 | DK1 | 0 | 1468.2916 | 1066.9166 | 2535.2083 | 2535.2083
2023-09-24 22:00 | DK1 | 0 | 1563.3334 | 998.5417 | 2561.8751 | 2561.8751
2023-09-24 23:00 | DK1 | 0 | 1400.7916 | 870.875 | 2271.6666 | 2271.6666
2023-09-25 | DK1 | 0 | 1549.875 | 903.9583 | 2453.8333 | 2453.8333
2023-09-25 01:00 | DK1 | 0 | 1583.9166 | 664.8333 | 2248.7499 | 2248.7499
2023-09-25 02:00 | DK1 | 0 | 1629.25 | 667.875 | 2297.125 | 2297.125
2023-09-25 03:00 | DK1 | 0 | 1512.4584 | 682.4167 | 2194.8751 | 2194.8751
2023-09-25 04:00 | DK1 | 0 | 1586.1666 | 650.125 | 2236.2916 | 2236.2916
2023-09-25 05:00 | DK1 | 0 | 1685.625 | 681.25 | 2366.875 | 2366.875
2023-09-25 06:00 | DK1 | 1.0108 | 1900.375 | 659.3333 | 2560.7191 | 2559.7083
2023-09-25 07:00 | DK1 | 19.4583 | 1889.7916 | 695.125 | 2604.375 | 2584.9166
2023-09-25 08:00 | DK1 | 108.3817 | 1975.25 | 1043.3334 | 3126.965 | 3018.5834
2023-09-25 09:00 | DK1 | 282.2963 | 2140.3333 | 1007.0833 | 3429.7128 | 3147.4166
2023-09-25 10:00 | DK1 | 502.6729 | 2007 | 1006.75 | 3516.4229 | 3013.75
2023-09-25 11:00 | DK1 | 661.8663 | 1875.2084 | 993.3333 | 3530.408 | 2868.5417
2023-09-25 12:00 | DK1 | 720.7567 | 1953.7916 | 988.1667 | 3662.715 | 2941.9583
2023-09-25 13:00 | DK1 | 777.9004 | 2012.2916 | 981.125 | 3771.317 | 2993.4166
2023-09-25 14:00 | DK1 | 667.9704 | 1909.9584 | 962.6667 | 3540.5955 | 2872.6251
2023-09-25 15:00 | DK1 | 668.4959 | 1795 | 953.75 | 3417.2459 | 2748.75
2023-09-25 16:00 | DK1 | 444.2412 | 1504.3334 | 975.0833 | 2923.6579 | 2479.4167
2023-09-25 17:00 | DK1 | 279.7588 | 1484.4166 | 947.8333 | 2712.0087 | 2432.2499
2023-09-25 18:00 | DK1 | 89.4871 | 1174.75 | 774.875 | 2039.1121 | 1949.625
2023-09-25 19:00 | DK1 | 0.63042 | 1008.8333 | 801.2917 | 1810.7554 | 1810.125
2023-09-25 20:00 | DK1 | 0 | 970.5 | 768.2083 | 1738.7083 | 1738.7083
2023-09-25 21:00 | DK1 | 0 | 853.0417 | 696.0417 | 1549.0834 | 1549.0834
2023-09-25 22:00 | DK1 | 0 | 717.0833 | 510.9167 | 1228 | 1228
2023-09-25 23:00 | DK1 | 0 | 612.0833 | 433.2083 | 1045.2917 | 1045.2917
2023-09-26 | DK1 | 0 | 470.25 | 322.5 | 792.75 | 792.75
2023-09-26 01:00 | DK1 | 0 | 391.9583 | 263.4167 | 655.375 | 655.375
2023-09-26 02:00 | DK1 | 0 | 279.375 | 167.9583 | 447.3333 | 447.3333
2023-09-26 03:00 | DK1 | 0 | 242.0833 | 117.75 | 359.8333 | 359.8333
2023-09-26 04:00 | DK1 | 0 | 210.6667 | 108.8333 | 319.5 | 319.5
2023-09-26 05:00 | DK1 | 0 | 201.5833 | 97.3333 | 298.9167 | 298.9167
2023-09-26 06:00 | DK1 | 1.0012 | 206.375 | 109.2083 | 316.5846 | 315.5833
2023-09-26 07:00 | DK1 | 21.0029 | 211.5417 | 106.5417 | 339.0863 | 318.0833
2023-09-26 08:00 | DK1 | 136.2233 | 245 | 158.25 | 539.4733 | 403.25
2023-09-26 09:00 | DK1 | 365.36 | 214.4583 | 199.875 | 779.6933 | 414.3333
2023-09-26 10:00 | DK1 | 583.3688 | 134.5 | 220.0833 | 937.9521 | 354.5833
2023-09-26 11:00 | DK1 | 890.1259 | 132.7083 | 228 | 1250.8342 | 360.7083
2023-09-26 12:00 | DK1 | 1094.6212 | 243.125 | 276.7917 | 1614.5379 | 519.9167
2023-09-26 13:00 | DK1 | 1008.6196 | 360.6667 | 302.0833 | 1671.3696 | 662.75
2023-09-26 14:00 | DK1 | 808.18 | 340.2917 | 314.875 | 1463.3466 | 655.1667
2023-09-26 15:00 | DK1 | 599.0541 | 296.4583 | 308.9167 | 1204.4291 | 605.375
2023-09-26 16:00 | DK1 | 496.0321 | 248.0833 | 267.375 | 1011.4904 | 515.4583
2023-09-26 17:00 | DK1 | 282.96 | 242.125 | 274.5417 | 799.6266 | 516.6667
2023-09-26 18:00 | DK1 | 87.4258 | 234.75 | 293.75 | 615.9258 | 528.5
2023-09-26 19:00 | DK1 | 2.0833 | 294.4167 | 334.75 | 631.25 | 629.1667
2023-09-26 20:00 | DK1 | 0 | 547.9583 | 444.6667 | 992.625 | 992.625
2023-09-26 21:00 | DK1 | 0 | 750.2083 | 417.1667 | 1167.375 | 1167.375
2023-09-26 22:00 | DK1 | 0 | 803.75 | 439.5 | 1243.25 | 1243.25
2023-09-26 23:00 | DK1 | 0 | 778.2917 | 488.0833 | 1266.375 | 1266.375
2023-09-27 | DK1 | 0 | 693.8333 | 559.9583 | 1253.7916 | 1253.7916
2023-09-27 01:00 | DK1 | 0 | 715.625 | 526.125 | 1241.75 | 1241.75
2023-09-27 02:00 | DK1 | 0 | 761.875 | 624.5 | 1386.375 | 1386.375
2023-09-27 03:00 | DK1 | 0 | 728.5417 | 469.0833 | 1197.625 | 1197.625
2023-09-27 04:00 | DK1 | 0 | 709.625 | 405.875 | 1115.5 | 1115.5
2023-09-27 05:00 | DK1 | 0 | 762.625 | 374.4583 | 1137.0833 | 1137.0833
2023-09-27 06:00 | DK1 | 0.84375 | 731.7917 | 344.2917 | 1076.9271 | 1076.0833
2023-09-27 07:00 | DK1 | 23.7138 | 592.25 | 318.4167 | 934.3804 | 910.6667
2023-09-27 08:00 | DK1 | 138.3579 | 586.4167 | 268.0417 | 992.8163 | 854.4583
2023-09-27 09:00 | DK1 | 299.1129 | 527 | 216.2917 | 1042.4046 | 743.2917
2023-09-27 10:00 | DK1 | 538.3538 | 309.0417 | 159.7917 | 1007.1871 | 468.8333
2023-09-27 11:00 | DK1 | 701.2608 | 201.0417 | 67.7917 | 970.0941 | 268.8333
2023-09-27 12:00 | DK1 | 742.1608 | 104.7917 | 23.2083 | 870.1608 | 128
2023-09-27 13:00 | DK1 | 749.2446 | 79.4167 | 1.8333 | 830.4946 | 81.25
2023-09-27 14:00 | DK1 | 681.5666 | 59.5417 | 15.9167 | 757.025 | 75.4583
2023-09-27 15:00 | DK1 | 568.7308 | 31.875 | 26.2917 | 626.8975 | 58.1667
2023-09-27 16:00 | DK1 | 507.6079 | 29.125 | 48.25 | 584.9829 | 77.375
2023-09-27 17:00 | DK1 | 359.1796 | 24.5 | 54.5 | 438.1796 | 79
2023-09-27 18:00 | DK1 | 152.9692 | 26.125 | 79.75 | 258.8442 | 105.875
2023-09-27 19:00 | DK1 | 0.5425 | 35.5417 | 105.5417 | 141.6258 | 141.0833
2023-09-27 20:00 | DK1 | 0 | 147.2083 | 151.25 | 298.4583 | 298.4583
2023-09-27 21:00 | DK1 | 0 | 515.0833 | 281.875 | 796.9583 | 796.9583
2023-09-27 22:00 | DK1 | 0 | 802 | 384.125 | 1186.125 | 1186.125
2023-09-27 23:00 | DK1 | 0 | 932.7083 | 576.5 | 1509.2083 | 1509.2083
2023-09-28 | DK1 | 0 | 974.0417 | 714.0417 | 1688.0834 | 1688.0834
2023-09-28 01:00 | DK1 | 0 | 1027.1666 | 832.9583 | 1860.1249 | 1860.1249
2023-09-28 02:00 | DK1 | 0 | 1086.9166 | 866.4583 | 1953.3749 | 1953.3749
2023-09-28 03:00 | DK1 | 0 | 1080.6666 | 869.7083 | 1950.3749 | 1950.3749
2023-09-28 04:00 | DK1 | 0 | 1146.25 | 965.875 | 2112.125 | 2112.125
2023-09-28 05:00 | DK1 | 0 | 1136.875 | 963.9167 | 2100.7917 | 2100.7917
2023-09-28 06:00 | DK1 | 0.465 | 1179.2916 | 891 | 2070.7566 | 2070.2916
2023-09-28 07:00 | DK1 | 16.0704 | 1103.7084 | 929.9167 | 2049.6955 | 2033.6251
2023-09-28 08:00 | DK1 | 107.7412 | 1249.75 | 935.8333 | 2293.3246 | 2185.5833
2023-09-28 09:00 | DK1 | 265.2571 | 1363.2916 | 923.125 | 2551.6737 | 2286.4166
2023-09-28 10:00 | DK1 | 503.4679 | 1249.0834 | 902.7083 | 2655.2596 | 2151.7917
2023-09-28 11:00 | DK1 | 821.0454 | 1259.7084 | 930.125 | 3010.8788 | 2189.8334
2023-09-28 12:00 | DK1 | 860.3204 | 1500.25 | 911.0833 | 3271.6537 | 2411.3333
2023-09-28 13:00 | DK1 | 588.8508 | 1741.5834 | 800.0833 | 3130.5175 | 2541.6667
2023-09-28 14:00 | DK1 | 501.0258 | 1815.1666 | 750.75 | 3066.9425 | 2565.9166
2023-09-28 15:00 | DK1 | 410.8863 | 1678.7084 | 738.0417 | 2827.6363 | 2416.7501
2023-09-28 16:00 | DK1 | 194.3046 | 1269.125 | 714.4167 | 2177.8463 | 1983.5417
2023-09-28 17:00 | DK1 | 64.2804 | 975.0417 | 581.7083 | 1621.0304 | 1556.75
2023-09-28 18:00 | DK1 | 11.6604 | 636.9583 | 476.125 | 1124.7437 | 1113.0833
2023-09-28 19:00 | DK1 | 0 | 603 | 456.0833 | 1059.0833 | 1059.0833
2023-09-28 20:00 | DK1 | 0 | 538.2083 | 499.5417 | 1037.75 | 1037.75
2023-09-28 21:00 | DK1 | 0 | 575.8333 | 560 | 1135.8333 | 1135.8333
2023-09-28 22:00 | DK1 | 0 | 683.0417 | 614.5 | 1297.5417 | 1297.5417
2023-09-28 23:00 | DK1 | 0 | 615.25 | 463.125 | 1078.375 | 1078.375
2023-09-29 | DK1 | 0 | 618.5 | 605.4167 | 1223.9167 | 1223.9167
2023-09-29 01:00 | DK1 | 0 | 641.125 | 528.2083 | 1169.3333 | 1169.3333
2023-09-29 02:00 | DK1 | 0 | 647.625 | 662.7083 | 1310.3333 | 1310.3333
2023-09-29 03:00 | DK1 | 0 | 713.125 | 609.2083 | 1322.3333 | 1322.3333
2023-09-29 04:00 | DK1 | 0 | 721.4167 | 633.5833 | 1355 | 1355
2023-09-29 05:00 | DK1 | 0 | 813.9583 | 594.2083 | 1408.1666 | 1408.1666
2023-09-29 06:00 | DK1 | 0.155 | 726.4167 | 729.7917 | 1456.3634 | 1456.2084
2023-09-29 07:00 | DK1 | 4.9542 | 611.4167 | 667.125 | 1283.4959 | 1278.5417
2023-09-29 08:00 | DK1 | 29.2796 | 574.4167 | 678.7917 | 1282.488 | 1253.2084
2023-09-29 09:00 | DK1 | 105.5146 | 603 | 631.9583 | 1340.4729 | 1234.9583
2023-09-29 10:00 | DK1 | 206.9142 | 549.5417 | 521.4167 | 1277.8725 | 1070.9584
2023-09-29 11:00 | DK1 | 290.2162 | 551.9583 | 726.25 | 1568.4246 | 1278.2083
2023-09-29 12:00 | DK1 | 271.9796 | 746.625 | 734.625 | 1753.2296 | 1481.25
2023-09-29 13:00 | DK1 | 299.1237 | 908.625 | 781.0417 | 1988.7904 | 1689.6667
2023-09-29 14:00 | DK1 | 284.7442 | 1144.2084 | 805.4583 | 2234.4109 | 1949.6667
2023-09-29 15:00 | DK1 | 178.9567 | 1158.6666 | 907.2083 | 2244.8316 | 2065.8749
2023-09-29 16:00 | DK1 | 148.7629 | 1234.1666 | 908.2083 | 2291.1379 | 2142.3749
2023-09-29 17:00 | DK1 | 150.64 | 1229.625 | 887.2083 | 2267.4733 | 2116.8333
2023-09-29 18:00 | DK1 | 62.2537 | 1296.75 | 998.4583 | 2357.4621 | 2295.2083
2023-09-29 19:00 | DK1 | 0.99667 | 1544.25 | 1031.3334 | 2576.58 | 2575.5834
2023-09-29 20:00 | DK1 | 0 | 1730.5834 | 1019.6667 | 2750.2501 | 2750.2501
2023-09-29 21:00 | DK1 | 0 | 1672.4584 | 993.4583 | 2665.9167 | 2665.9167
2023-09-29 22:00 | DK1 | 0 | 1640.625 | 1029.9584 | 2670.5834 | 2670.5834
2023-09-29 23:00 | DK1 | 0 | 1604.7916 | 1026.4166 | 2631.2083 | 2631.2083
2023-09-30 | DK1 | 0 | 1545.5 | 973.0417 | 2518.5417 | 2518.5417
2023-09-30 01:00 | DK1 | 0 | 1628.25 | 703.375 | 2331.625 | 2331.625
2023-09-30 02:00 | DK1 | 0 | 1695 | 950.6667 | 2645.6667 | 2645.6667
2023-09-30 03:00 | DK1 | 0 | 1750.1666 | 990.625 | 2740.7916 | 2740.7916
2023-09-30 04:00 | DK1 | 0 | 1883.5 | 642.1667 | 2525.6667 | 2525.6667
2023-09-30 05:00 | DK1 | 0 | 1822.0834 | 655.3333 | 2477.4167 | 2477.4167
2023-09-30 06:00 | DK1 | 0.40333 | 1849.5 | 979.1667 | 2829.07 | 2828.6667
2023-09-30 07:00 | DK1 | 14.4146 | 1823.75 | 941.7083 | 2779.8729 | 2765.4583
2023-09-30 08:00 | DK1 | 123.9471 | 1872.625 | 955.2917 | 2951.8638 | 2827.9167
2023-09-30 09:00 | DK1 | 418.6825 | 2145.125 | 959.4583 | 3523.2658 | 3104.5833
2023-09-30 10:00 | DK1 | 711.5983 | 2260 | 979.5 | 3951.0983 | 3239.5
2023-09-30 11:00 | DK1 | 964.2896 | 2540.75 | 969.9167 | 4474.9563 | 3510.6667
2023-09-30 12:00 | DK1 | 654.5242 | 2494.375 | 934.3333 | 4083.2325 | 3428.7083
2023-09-30 13:00 | DK1 | 1027.9496 | 2363.875 | 385.375 | 3777.1996 | 2749.25
2023-09-30 14:00 | DK1 | 852.7509 | 2310.25 | 286.1667 | 3449.1675 | 2596.4167
2023-09-30 15:00 | DK1 | 518.9391 | 2121.1667 | 427.6667 | 3067.7726 | 2548.8334
2023-09-30 16:00 | DK1 | 340.29 | 1960.9584 | 488.2083 | 2789.4567 | 2449.1667
2023-09-30 17:00 | DK1 | 186.455 | 1853.5834 | 426.0417 | 2466.08 | 2279.625
2023-09-30 18:00 | DK1 | 45.4129 | 1533.2084 | 857.5 | 2436.1213 | 2390.7084
2023-09-30 19:00 | DK1 | 0 | 1372.7916 | 723.4583 | 2096.2499 | 2096.2499
2023-09-30 20:00 | DK1 | 0 | 1438.5834 | 660.5 | 2099.0834 | 2099.0834
2023-09-30 21:00 | DK1 | 0 | 1251.7084 | 596.625 | 1848.3334 | 1848.3334
2023-09-30 22:00 | DK1 | 0 | 1157.7916 | 548.6667 | 1706.4583 | 1706.4583
2023-09-30 23:00 | DK1 | 0 | 982.75 | 544.3333 | 1527.0833 | 1527.0833
2023-10-01 | DK1 | 0 | 881.5833 | 561.125 | 1442.7083 | 1442.7083
2023-10-01 01:00 | DK1 | 0 | 829.2083 | 571.5833 | 1400.7916 | 1400.7916
2023-10-01 02:00 | DK1 | 0 | 706.25 | 505.7083 | 1211.9583 | 1211.9583
2023-10-01 03:00 | DK1 | 0 | 573.5 | 446.2917 | 1019.7917 | 1019.7917
2023-10-01 04:00 | DK1 | 0 | 539.4167 | 406.7917 | 946.2083 | 946.2083
2023-10-01 05:00 | DK1 | 0 | 470.125 | 293.8333 | 763.9583 | 763.9583
2023-10-01 06:00 | DK1 | 0.39792 | 384.25 | 266.4167 | 651.0646 | 650.6667
2023-10-01 07:00 | DK1 | 14.1808 | 243.3333 | 250.3333 | 507.8475 | 493.6667
2023-10-01 08:00 | DK1 | 97.3763 | 264.25 | 253.875 | 615.5013 | 518.125
2023-10-01 09:00 | DK1 | 229.2604 | 229.9583 | 195.4583 | 654.6771 | 425.4167
2023-10-01 10:00 | DK1 | 318.7854 | 189.625 | 209.2083 | 717.6188 | 398.8333
2023-10-01 11:00 | DK1 | 376.3813 | 188.9583 | 219.875 | 785.2146 | 408.8333
2023-10-01 12:00 | DK1 | 316.1967 | 230.7083 | 247.4167 | 794.3217 | 478.125
2023-10-01 13:00 | DK1 | 253.8804 | 236.0833 | 248.125 | 738.0887 | 484.2083
2023-10-01 14:00 | DK1 | 164.7175 | 216.125 | 203.875 | 584.7175 | 420
2023-10-01 15:00 | DK1 | 167.8242 | 292.3333 | 238 | 698.1575 | 530.3333
2023-10-01 16:00 | DK1 | 150.2117 | 392.5 | 285.75 | 828.4617 | 678.25
2023-10-01 17:00 | DK1 | 85.7354 | 423.5 | 313.8333 | 823.0688 | 737.3333
2023-10-01 18:00 | DK1 | 21.4504 | 395.25 | 315.4583 | 732.1588 | 710.7083
2023-10-01 19:00 | DK1 | 0 | 391.4167 | 365.5 | 756.9167 | 756.9167
2023-10-01 20:00 | DK1 | 0 | 491.875 | 346.75 | 838.625 | 838.625
2023-10-01 21:00 | DK1 | 0 | 489.875 | 290.75 | 780.625 | 780.625
2023-10-01 22:00 | DK1 | 0 | 403.875 | 248.8333 | 652.7083 | 652.7083
2023-10-01 23:00 | DK1 | 0 | 415.6667 | 224.25 | 639.9167 | 639.9167
2023-10-02 | DK1 | 0 | 404 | 281.375 | 685.375 | 685.375
2023-10-02 01:00 | DK1 | 0 | 448.5417 | 215.5417 | 664.0833 | 664.0833
2023-10-02 02:00 | DK1 | 0 | 436 | 164.5833 | 600.5833 | 600.5833
2023-10-02 03:00 | DK1 | 0 | 392.25 | 139.7083 | 531.9583 | 531.9583
2023-10-02 04:00 | DK1 | 0 | 334.0833 | 164.375 | 498.4583 | 498.4583
2023-10-02 05:00 | DK1 | 0 | 308.25 | 198.875 | 507.125 | 507.125
2023-10-02 06:00 | DK1 | 0.12667 | 304.125 | 152.2917 | 456.5433 | 456.4167
2023-10-02 07:00 | DK1 | 4.9667 | 237.5417 | 144.75 | 387.2583 | 382.2917
2023-10-02 08:00 | DK1 | 36.9858 | 309.625 | 125 | 471.6108 | 434.625
2023-10-02 09:00 | DK1 | 144.5587 | 319.9167 | 117.4583 | 581.9337 | 437.375
2023-10-02 10:00 | DK1 | 275.3817 | 278.9583 | 114.7083 | 669.0483 | 393.6667
2023-10-02 11:00 | DK1 | 414.3596 | 312.0833 | 95.6667 | 822.1096 | 407.75
2023-10-02 12:00 | DK1 | 419.4012 | 435.9583 | 168.875 | 1024.2346 | 604.8333
2023-10-02 13:00 | DK1 | 393.1596 | 409.1667 | 107.9167 | 910.2429 | 517.0833
2023-10-02 14:00 | DK1 | 324.4758 | 411.0833 | 139.875 | 875.4342 | 550.9583
2023-10-02 15:00 | DK1 | 283.6758 | 392.2917 | 125.75 | 801.7175 | 518.0417
2023-10-02 16:00 | DK1 | 246.6483 | 369.625 | 123.0417 | 739.315 | 492.6667
2023-10-02 17:00 | DK1 | 223.5821 | 334.0833 | 118.0833 | 675.7488 | 452.1667
2023-10-02 18:00 | DK1 | 184.1621 | 296.125 | 128.9167 | 609.2038 | 425.0417
2023-10-02 19:00 | DK1 | 0 | 132.125 | 57.625 | 189.75 | 189.75
2023-10-02 20:00 | DK1 | 0 | 157 | 57.625 | 214.625 | 214.625
2023-10-02 21:00 | DK1 | 0 | 145.3333 | 68.4583 | 213.7917 | 213.7917
2023-10-02 22:00 | DK1 | 0 | 127.1667 | 68.375 | 195.5417 | 195.5417
2023-10-02 23:00 | DK1 | 0 | 96.7917 | 44.875 | 141.6667 | 141.6667
2023-10-03 | DK1 | 0 | 61.7917 | 25.1667 | 86.9583 | 86.9583
2023-10-03 01:00 | DK1 | 0 | 66.6667 | 25.1667 | 91.8333 | 91.8333
2023-10-03 02:00 | DK1 | 0 | 105.7083 | 79.6667 | 185.375 | 185.375
2023-10-03 03:00 | DK1 | 0 | 165.6667 | 188.8333 | 354.5 | 354.5
2023-10-03 04:00 | DK1 | 0 | 319.0833 | 700.9583 | 1020.0417 | 1020.0417
2023-10-03 05:00 | DK1 | 0 | 538.6667 | 485.2917 | 1023.9583 | 1023.9583
2023-10-03 06:00 | DK1 | 0.10917 | 632.9583 | 229.5833 | 862.6508 | 862.5416
2023-10-03 07:00 | DK1 | 5.1212 | 506.1667 | 611.125 | 1122.4129 | 1117.2917
2023-10-03 08:00 | DK1 | 37.8392 | 1044.0834 | 359.75 | 1441.6725 | 1403.8334
2023-10-03 09:00 | DK1 | 81.4104 | 1037.125 | 472.2083 | 1590.7438 | 1509.3333
2023-10-03 10:00 | DK1 | 64.9417 | 930.6667 | 726.25 | 1721.8584 | 1656.9167
2023-10-03 11:00 | DK1 | 112.255 | 1129.625 | 581.5833 | 1823.4633 | 1711.2083
2023-10-03 12:00 | DK1 | 223.1483 | 1444.5834 | 659.0417 | 2326.7734 | 2103.6251
2023-10-03 13:00 | DK1 | 288.885 | 1524.9166 | 693.625 | 2507.4266 | 2218.5416
2023-10-03 14:00 | DK1 | 369.9433 | 1685.7084 | 905.7917 | 2961.4434 | 2591.5001
2023-10-03 15:00 | DK1 | 353.3463 | 1601.0416 | 987.3333 | 2941.7212 | 2588.3749
2023-10-03 16:00 | DK1 | 366.1954 | 1502.25 | 1008.2917 | 2876.7371 | 2510.5417
2023-10-03 17:00 | DK1 | 198.3775 | 1596.8334 | 1062.7916 | 2858.0025 | 2659.625
2023-10-03 18:00 | DK1 | 35.1958 | 1764.0416 | 1049 | 2848.2375 | 2813.0416
2023-10-03 19:00 | DK1 | 0.0325 | 1813.3334 | 1059.8334 | 2873.1992 | 2873.1667
2023-10-03 20:00 | DK1 | 0 | 1887.7916 | 984.2083 | 2871.9999 | 2871.9999
2023-10-03 21:00 | DK1 | 0 | 1963.2916 | 1080 | 3043.2916 | 3043.2916
2023-10-03 22:00 | DK1 | 0 | 1921.5834 | 1036.5 | 2958.0834 | 2958.0834
2023-10-03 23:00 | DK1 | 0 | 1996.9584 | 1038.125 | 3035.0834 | 3035.0834
2023-10-04 | DK1 | 0 | 2004.5416 | 998.5417 | 3003.0833 | 3003.0833
2023-10-04 01:00 | DK1 | 0 | 1958.6666 | 1068.1666 | 3026.8333 | 3026.8333
2023-10-04 02:00 | DK1 | 0 | 2156.7083 | 992.5833 | 3149.2916 | 3149.2916
2023-10-04 03:00 | DK1 | 0 | 2013 | 672.4167 | 2685.4167 | 2685.4167
2023-10-04 04:00 | DK1 | 0 | 2129.5833 | 654.0417 | 2783.6249 | 2783.6249
2023-10-04 05:00 | DK1 | 0 | 2108.1667 | 741.125 | 2849.2917 | 2849.2917
2023-10-04 06:00 | DK1 | 0.24542 | 2169.4583 | 747.2917 | 2916.9954 | 2916.7499
2023-10-04 07:00 | DK1 | 9.9342 | 2320.8333 | 994.2083 | 3324.9757 | 3315.0416
2023-10-04 08:00 | DK1 | 90.0113 | 2365.0417 | 1042.4166 | 3497.4696 | 3407.4584
2023-10-04 09:00 | DK1 | 300.5192 | 2513.9167 | 1016.5833 | 3831.0192 | 3530.5001
2023-10-04 10:00 | DK1 | 372.4971 | 2579.4583 | 990.4583 | 3942.4136 | 3569.9166
2023-10-04 11:00 | DK1 | 886.7946 | 2509.3333 | 989.625 | 4385.7528 | 3498.9583
2023-10-04 12:00 | DK1 | 902.2079 | 2606.0417 | 1058.375 | 4566.6247 | 3664.4167
2023-10-04 13:00 | DK1 | 745.3292 | 2561 | 997.625 | 4303.9542 | 3558.625
2023-10-04 14:00 | DK1 | 669.7183 | 2370.0417 | 982.7083 | 4022.4684 | 3352.7501
2023-10-04 15:00 | DK1 | 382.9662 | 2130.0417 | 1013.0417 | 3526.0497 | 3143.0834
2023-10-04 16:00 | DK1 | 202.3904 | 2009.5416 | 1025.2916 | 3237.2237 | 3034.8333
2023-10-04 17:00 | DK1 | 127.7346 | 1907.6666 | 1027.7916 | 3063.1928 | 2935.4583
2023-10-04 18:00 | DK1 | 23.1054 | 2187.75 | 991.75 | 3202.6054 | 3179.5
2023-10-04 19:00 | DK1 | 0 | 2455.4167 | 989 | 3444.4167 | 3444.4167
2023-10-04 20:00 | DK1 | 0 | 2756.1667 | 951.3333 | 3707.5001 | 3707.5001
2023-10-04 21:00 | DK1 | 0 | 2786.5417 | 1063.0416 | 3849.5834 | 3849.5834
2023-10-04 22:00 | DK1 | 0 | 2865 | 1008.8333 | 3873.8333 | 3873.8333
2023-10-04 23:00 | DK1 | 0 | 2851.8333 | 652.7083 | 3504.5416 | 3504.5416
2023-10-05 | DK1 | 0 | 2657.2917 | 658.5417 | 3315.8334 | 3315.8334
2023-10-05 01:00 | DK1 | 0 | 2556.6667 | 650.2083 | 3206.8751 | 3206.8751
2023-10-05 02:00 | DK1 | 0 | 2157.75 | 664.4167 | 2822.1667 | 2822.1667
2023-10-05 03:00 | DK1 | 0 | 1824.75 | 673.1667 | 2497.9167 | 2497.9167
2023-10-05 04:00 | DK1 | 0 | 1786.2916 | 632.3333 | 2418.6249 | 2418.6249
2023-10-05 05:00 | DK1 | 0 | 1787.2916 | 661.8333 | 2449.1249 | 2449.1249
2023-10-05 06:00 | DK1 | 0.19292 | 2050.9583 | 987.5833 | 3038.7345 | 3038.5416
2023-10-05 07:00 | DK1 | 9.6529 | 1979.2084 | 1018.625 | 3007.4863 | 2997.8334
2023-10-05 08:00 | DK1 | 96.3425 | 2186.4583 | 983.5833 | 3266.3841 | 3170.0416
2023-10-05 09:00 | DK1 | 372.5254 | 2145.125 | 988.0833 | 3505.7337 | 3133.2083
2023-10-05 10:00 | DK1 | 714.7554 | 2075.5 | 961.5 | 3751.7554 | 3037
2023-10-05 11:00 | DK1 | 948.7842 | 2001.4166 | 937.0833 | 3887.2841 | 2938.4999
2023-10-05 12:00 | DK1 | 1073.8063 | 2028.5416 | 876.0833 | 3978.4312 | 2904.6249
2023-10-05 13:00 | DK1 | 970.8533 | 1647.2916 | 764.7083 | 3382.8533 | 2411.9999
2023-10-05 14:00 | DK1 | 903.9366 | 1527.3334 | 655.375 | 3086.645 | 2182.7084
2023-10-05 15:00 | DK1 | 893.3754 | 1279.875 | 508.7917 | 2682.0421 | 1788.6667
2023-10-05 16:00 | DK1 | 691.0421 | 1138.5834 | 456.4167 | 2286.0421 | 1595
2023-10-05 17:00 | DK1 | 252.9433 | 805.0417 | 413.8333 | 1471.8184 | 1218.875
2023-10-05 18:00 | DK1 | 33.8096 | 581.75 | 396.9583 | 1012.5179 | 978.7083
2023-10-05 19:00 | DK1 | 0 | 406.9583 | 262.5417 | 669.5 | 669.5
2023-10-05 20:00 | DK1 | 0 | 415.5833 | 226.375 | 641.9583 | 641.9583
2023-10-05 21:00 | DK1 | 0 | 401.25 | 190.7917 | 592.0417 | 592.0417
2023-10-05 22:00 | DK1 | 0 | 387.375 | 334.5417 | 721.9167 | 721.9167
2023-10-05 23:00 | DK1 | 0 | 415.875 | 428.9167 | 844.7917 | 844.7917
2023-10-06 | DK1 | 0 | 562.25 | 494.2083 | 1056.4583 | 1056.4583
2023-10-06 01:00 | DK1 | 0 | 721.375 | 723.625 | 1445 | 1445
2023-10-06 02:00 | DK1 | 0 | 1024.9166 | 730.4167 | 1755.3333 | 1755.3333
2023-10-06 03:00 | DK1 | 0 | 1275.2916 | 927.0833 | 2202.3749 | 2202.3749
2023-10-06 04:00 | DK1 | 0 | 1454.0416 | 932.8333 | 2386.8749 | 2386.8749
2023-10-06 05:00 | DK1 | 0 | 1982.125 | 903.75 | 2885.875 | 2885.875
2023-10-06 06:00 | DK1 | 0.012083 | 2113.9583 | 1063 | 3176.9703 | 3176.9583
2023-10-06 07:00 | DK1 | 1.1979 | 2110.4167 | 997.7917 | 3109.4064 | 3108.2084
2023-10-06 08:00 | DK1 | 12.9342 | 1889.375 | 1008.625 | 2910.9342 | 2898
2023-10-06 09:00 | DK1 | 65.3096 | 2166.9167 | 1008.875 | 3241.1013 | 3175.7917
2023-10-06 10:00 | DK1 | 151.9138 | 2191.8333 | 1005.125 | 3348.872 | 3196.9583
2023-10-06 11:00 | DK1 | 212.4346 | 2569.2917 | 998.7083 | 3780.4346 | 3568.0001
2023-10-06 12:00 | DK1 | 268.3283 | 2621.5833 | 992.2083 | 3882.1199 | 3613.7916
2023-10-06 13:00 | DK1 | 343.6162 | 3155.4167 | 992.625 | 4491.658 | 4148.0417
2023-10-06 14:00 | DK1 | 359.4083 | 3103.8333 | 1007.9583 | 4471.1999 | 4111.7916
2023-10-06 15:00 | DK1 | 285.4113 | 3165 | 1009.9167 | 4460.3279 | 4174.9167
2023-10-06 16:00 | DK1 | 201.6546 | 3182.9167 | 1014.2917 | 4398.863 | 4197.2084
2023-10-06 17:00 | DK1 | 100.6575 | 3288.6667 | 1005.5 | 4394.8242 | 4294.1667
2023-10-06 18:00 | DK1 | 20.6729 | 3181.4167 | 1004 | 4206.0897 | 4185.4167
2023-10-06 19:00 | DK1 | 0 | 3199.5833 | 919.125 | 4118.7083 | 4118.7083
2023-10-06 20:00 | DK1 | 0 | 3433.125 | 913.5 | 4346.625 | 4346.625
2023-10-06 21:00 | DK1 | 0 | 3228.25 | 840.0833 | 4068.3333 | 4068.3333
2023-10-06 22:00 | DK1 | 0 | 3187.7917 | 797 | 3984.7917 | 3984.7917
2023-10-06 23:00 | DK1 | 0 | 2920.2083 | 647.75 | 3567.9583 | 3567.9583
2023-10-07 | DK1 | 0 | 2709.5 | 610.5417 | 3320.0417 | 3320.0417
2023-10-07 01:00 | DK1 | 0 | 2676.0417 | 328.5833 | 3004.6251 | 3004.6251
2023-10-07 02:00 | DK1 | 0 | 2537.5833 | 250.3333 | 2787.9166 | 2787.9166
2023-10-07 03:00 | DK1 | 0 | 2205.0833 | 324.9167 | 2529.9999 | 2529.9999
2023-10-07 04:00 | DK1 | 0 | 1939.0416 | 175.5417 | 2114.5833 | 2114.5833
2023-10-07 05:00 | DK1 | 0 | 1685.875 | 139.2917 | 1825.1667 | 1825.1667
2023-10-07 06:00 | DK1 | 0.078333 | 1499.4584 | 320 | 1819.5367 | 1819.4584
2023-10-07 07:00 | DK1 | 5.2925 | 1192.9166 | 316.6667 | 1514.8758 | 1509.5833
2023-10-07 08:00 | DK1 | 56.0021 | 1219.3334 | 577.7917 | 1853.1271 | 1797.1251
2023-10-07 09:00 | DK1 | 225.6371 | 1098.9584 | 442.5833 | 1767.1788 | 1541.5417
2023-10-07 10:00 | DK1 | 330.1683 | 871.75 | 323.0833 | 1525.0017 | 1194.8333
2023-10-07 11:00 | DK1 | 264.8788 | 762.125 | 594.4583 | 1621.4621 | 1356.5833
2023-10-07 12:00 | DK1 | 338.8571 | 623.75 | 578.2083 | 1540.8154 | 1201.9583
2023-10-07 13:00 | DK1 | 424.07 | 718.125 | 434.5417 | 1576.7367 | 1152.6667
2023-10-07 14:00 | DK1 | 681.6596 | 675.4583 | 194.4167 | 1551.5346 | 869.875
2023-10-07 15:00 | DK1 | 578.8583 | 611.5833 | 379.6667 | 1570.1083 | 991.25
2023-10-07 16:00 | DK1 | 345.9404 | 479 | 498.8333 | 1323.7738 | 977.8333
2023-10-07 17:00 | DK1 | 196.8638 | 304.0417 | 510.4167 | 1011.3221 | 814.4583
2023-10-07 18:00 | DK1 | 26.6425 | 171.25 | 428.0833 | 625.9758 | 599.3333
2023-10-07 19:00 | DK1 | 0 | 159 | 439.9583 | 598.9583 | 598.9583
2023-10-07 20:00 | DK1 | 0 | 287.3333 | 465.875 | 753.2083 | 753.2083
2023-10-07 21:00 | DK1 | 0 | 322.6667 | 578.75 | 901.4167 | 901.4167
2023-10-07 22:00 | DK1 | 0 | 319.5 | 619.2083 | 938.7083 | 938.7083
2023-10-07 23:00 | DK1 | 0 | 280.5417 | 580.8333 | 861.375 | 861.375
2023-10-08 | DK1 | 0 | 328.7083 | 521.0417 | 849.75 | 849.75
2023-10-08 01:00 | DK1 | 0 | 372.4167 | 525.2083 | 897.625 | 897.625
2023-10-08 02:00 | DK1 | 0 | 393.5 | 512.4583 | 905.9583 | 905.9583
2023-10-08 03:00 | DK1 | 0 | 346.75 | 442 | 788.75 | 788.75
2023-10-08 04:00 | DK1 | 0 | 370.7083 | 377.0833 | 747.7917 | 747.7917
2023-10-08 05:00 | DK1 | 0 | 350.2917 | 354.75 | 705.0417 | 705.0417
2023-10-08 06:00 | DK1 | 0.14833 | 280.4583 | 305.8333 | 586.44 | 586.2917
2023-10-08 07:00 | DK1 | 13.0971 | 182.7083 | 179.9583 | 375.7637 | 362.6667
2023-10-08 08:00 | DK1 | 142.5317 | 165.375 | 168.2917 | 476.1983 | 333.6667
2023-10-08 09:00 | DK1 | 490.7025 | 56.25 | 85.7083 | 632.6609 | 141.9583
2023-10-08 10:00 | DK1 | 875.8738 | 2.0833 | 1 | 878.9571 | 3.0833
2023-10-08 11:00 | DK1 | 1037.0687 | 12 | 0 | 1049.0687 | 12
2023-10-08 12:00 | DK1 | 1118.2754 | 18.0833 | 8.5 | 1144.8587 | 26.5833
2023-10-08 13:00 | DK1 | 950.7071 | 25.8333 | 0.75 | 977.2904 | 26.5833
2023-10-08 14:00 | DK1 | 689.4621 | 38.3333 | 12.7917 | 740.5871 | 51.125
2023-10-08 15:00 | DK1 | 451.1013 | 57.7083 | 46.5417 | 555.3513 | 104.25
2023-10-08 16:00 | DK1 | 345.4583 | 71.8333 | 65.9167 | 483.2083 | 137.75
2023-10-08 17:00 | DK1 | 247.2112 | 55.4167 | 57.625 | 360.2529 | 113.0417
2023-10-08 18:00 | DK1 | 51.4517 | 81.9583 | 69.375 | 202.785 | 151.3333
2023-10-08 19:00 | DK1 | 0 | 166.2083 | 88.0417 | 254.25 | 254.25
2023-10-08 20:00 | DK1 | 0 | 318.6667 | 146.25 | 464.9167 | 464.9167
2023-10-08 21:00 | DK1 | 0 | 351.7917 | 118.25 | 470.0417 | 470.0417
2023-10-08 22:00 | DK1 | 0 | 367.25 | 179.9583 | 547.2083 | 547.2083
2023-10-08 23:00 | DK1 | 0 | 368.7917 | 367.625 | 736.4167 | 736.4167
2023-10-09 | DK1 | 0 | 400.6667 | 325.7083 | 726.375 | 726.375
2023-10-09 01:00 | DK1 | 0 | 408.9167 | 475.2083 | 884.125 | 884.125
2023-10-09 02:00 | DK1 | 0 | 377.125 | 520.125 | 897.25 | 897.25
2023-10-09 03:00 | DK1 | 0 | 300.0833 | 642.625 | 942.7083 | 942.7083
2023-10-09 04:00 | DK1 | 0 | 326.625 | 673.5 | 1000.125 | 1000.125
2023-10-09 05:00 | DK1 | 0 | 270.0417 | 674.25 | 944.2917 | 944.2917
2023-10-09 06:00 | DK1 | 0.0175 | 270.0833 | 694.0417 | 964.1425 | 964.125
2023-10-09 07:00 | DK1 | 2.0321 | 233.375 | 671.0417 | 906.4488 | 904.4167
2023-10-09 08:00 | DK1 | 28.1804 | 180.3333 | 607.875 | 816.3887 | 788.2083
2023-10-09 09:00 | DK1 | 145.3338 | 145.3333 | 514.9583 | 805.6254 | 660.2916
2023-10-09 10:00 | DK1 | 366.3325 | 108.0417 | 427.4583 | 901.8325 | 535.5
2023-10-09 11:00 | DK1 | 647.1146 | 69.9583 | 365.0833 | 1082.1562 | 435.0417
2023-10-09 12:00 | DK1 | 637.3879 | 27.6667 | 272.875 | 937.9296 | 300.5417
2023-10-09 13:00 | DK1 | 609.6937 | 13.9167 | 196.25 | 819.8604 | 210.1667
2023-10-09 14:00 | DK1 | 541.5883 | 11.2083 | 121.5417 | 674.3383 | 132.75
2023-10-09 15:00 | DK1 | 377.4025 | 10.7917 | 104.7917 | 492.9858 | 115.5833
2023-10-09 16:00 | DK1 | 295.335 | 11.375 | 99.6667 | 406.3767 | 111.0417
2023-10-09 17:00 | DK1 | 127.1204 | 13.7917 | 43.3333 | 184.2454 | 57.125
2023-10-09 18:00 | DK1 | 13.5367 | 7.3333 | 55.7917 | 76.6617 | 63.125
2023-10-09 19:00 | DK1 | 0 | 14.125 | 50.2917 | 64.4167 | 64.4167
2023-10-09 20:00 | DK1 | 0 | 30.2083 | 22.5417 | 52.75 | 52.75
2023-10-09 21:00 | DK1 | 0 | 43.125 | 7.5833 | 50.7083 | 50.7083
2023-10-09 22:00 | DK1 | 0 | 63.9583 | 25.4167 | 89.375 | 89.375
2023-10-09 23:00 | DK1 | 0 | 68.875 | 30.0833 | 98.9583 | 98.9583
2023-10-10 | DK1 | 0 | 123.2917 | 41.4583 | 164.75 | 164.75
2023-10-10 01:00 | DK1 | 0 | 228.875 | 93.4583 | 322.3333 | 322.3333
2023-10-10 02:00 | DK1 | 0 | 293.4167 | 98.9167 | 392.3333 | 392.3333
2023-10-10 03:00 | DK1 | 0 | 299.8333 | 152.125 | 451.9583 | 451.9583
2023-10-10 04:00 | DK1 | 0 | 314.75 | 229.6667 | 544.4167 | 544.4167
2023-10-10 05:00 | DK1 | 0 | 342.25 | 216.8333 | 559.0833 | 559.0833
2023-10-10 06:00 | DK1 | 0.032917 | 365.5417 | 312.875 | 678.4496 | 678.4167
2023-10-10 07:00 | DK1 | 3.9233 | 353.625 | 290.25 | 647.7983 | 643.875
2023-10-10 08:00 | DK1 | 44.3008 | 467.6667 | 361.2917 | 873.2591 | 828.9583
2023-10-10 09:00 | DK1 | 185.4546 | 564.9167 | 245.9583 | 996.3296 | 810.875
2023-10-10 10:00 | DK1 | 284.0371 | 535.4583 | 365.375 | 1184.8704 | 900.8333
2023-10-10 11:00 | DK1 | 241.5771 | 589.6667 | 522.25 | 1353.4938 | 1111.9167
2023-10-10 12:00 | DK1 | 199.1642 | 878.5417 | 851.75 | 1929.4559 | 1730.2917
2023-10-10 13:00 | DK1 | 176.3521 | 1196.3334 | 1019.2917 | 2391.9771 | 2215.6251
2023-10-10 14:00 | DK1 | 144.3321 | 1555.2916 | 1065.7916 | 2765.4153 | 2621.0833
2023-10-10 15:00 | DK1 | 138.4942 | 1814 | 945 | 2897.4942 | 2759
2023-10-10 16:00 | DK1 | 103.5933 | 1872.9584 | 810.875 | 2787.4267 | 2683.8334
2023-10-10 17:00 | DK1 | 29.5438 | 1708.9166 | 784.4167 | 2522.8771 | 2493.3333
2023-10-10 18:00 | DK1 | 7.5325 | 1706.3334 | 943 | 2656.8659 | 2649.3334
2023-10-10 19:00 | DK1 | 0 | 1783.7916 | 996.375 | 2780.1666 | 2780.1666
2023-10-10 20:00 | DK1 | 0 | 2244.9583 | 974.0417 | 3218.9999 | 3218.9999
2023-10-10 21:00 | DK1 | 0 | 2324.5 | 975.75 | 3300.25 | 3300.25
2023-10-10 22:00 | DK1 | 0 | 2449.875 | 1027.2916 | 3477.1666 | 3477.1666
2023-10-10 23:00 | DK1 | 0 | 2561.5 | 1055.2084 | 3616.7084 | 3616.7084
2023-10-11 | DK1 | 0 | 2394.4583 | 1026.25 | 3420.7083 | 3420.7083
2023-10-11 01:00 | DK1 | 0 | 2537.5 | 1050.3334 | 3587.8334 | 3587.8334
2023-10-11 02:00 | DK1 | 0 | 2594.5833 | 967.25 | 3561.8333 | 3561.8333
2023-10-11 03:00 | DK1 | 0 | 2594.9167 | 968.4167 | 3563.3334 | 3563.3334
2023-10-11 04:00 | DK1 | 0 | 2732.0417 | 963.875 | 3695.9167 | 3695.9167
2023-10-11 05:00 | DK1 | 0 | 2693.0417 | 652.1667 | 3345.2084 | 3345.2084
2023-10-11 06:00 | DK1 | 0.005417 | 2804.625 | 1007.2917 | 3811.9221 | 3811.9167
2023-10-11 07:00 | DK1 | 1.6417 | 2672.0417 | 1063 | 3736.6834 | 3735.0417
2023-10-11 08:00 | DK1 | 17.0192 | 2936.3333 | 943.75 | 3897.1024 | 3880.0833
2023-10-11 09:00 | DK1 | 73.655 | 3225 | 956.9167 | 4255.5717 | 4181.9167
2023-10-11 10:00 | DK1 | 147.3587 | 3046.625 | 928.625 | 4122.6087 | 3975.25
2023-10-11 11:00 | DK1 | 209.7229 | 2971.625 | 988.75 | 4170.0979 | 3960.375
2023-10-11 12:00 | DK1 | 235.7296 | 2991 | 1011.875 | 4238.6046 | 4002.875
2023-10-11 13:00 | DK1 | 471.2963 | 2674.5833 | 652 | 3797.8795 | 3326.5833
2023-10-11 14:00 | DK1 | 533.2675 | 2608.4583 | 677.1667 | 3818.8925 | 3285.6249
2023-10-11 15:00 | DK1 | 473.0338 | 2801.0833 | 692 | 3966.117 | 3493.0833
2023-10-11 16:00 | DK1 | 310.03 | 2854.7083 | 1071.2084 | 4235.9466 | 3925.9166
2023-10-11 17:00 | DK1 | 140.0871 | 2921.875 | 1049.2084 | 4111.1705 | 3971.0834
2023-10-11 18:00 | DK1 | 17.9937 | 2681.9583 | 1107.9166 | 3807.8686 | 3789.8749
2023-10-11 19:00 | DK1 | 0 | 2519 | 1081.25 | 3600.25 | 3600.25
2023-10-11 20:00 | DK1 | 0 | 2560.7083 | 1073.9584 | 3634.6666 | 3634.6666
2023-10-11 21:00 | DK1 | 0 | 2327.5 | 1066.2084 | 3393.7084 | 3393.7084
2023-10-11 22:00 | DK1 | 0 | 2365.3333 | 1043.5416 | 3408.8749 | 3408.8749
2023-10-11 23:00 | DK1 | 0 | 2482.7917 | 1048.6666 | 3531.4584 | 3531.4584
2023-10-12 | DK1 | 0 | 2710.7083 | 1050.9166 | 3761.6249 | 3761.6249
2023-10-12 01:00 | DK1 | 0 | 2660.5 | 1018.9583 | 3679.4583 | 3679.4583
2023-10-12 02:00 | DK1 | 0 | 2791.375 | 1080.9166 | 3872.2916 | 3872.2916
2023-10-12 03:00 | DK1 | 0 | 2739.0417 | 1079.7084 | 3818.7501 | 3818.7501
2023-10-12 04:00 | DK1 | 0 | 2719.0417 | 1085.2084 | 3804.2501 | 3804.2501
2023-10-12 05:00 | DK1 | 0 | 2863.2083 | 1046.8334 | 3910.0416 | 3910.0416
2023-10-12 06:00 | DK1 | 0.025417 | 2859.2083 | 1033.6666 | 3892.9003 | 3892.8749
2023-10-12 07:00 | DK1 | 6.2488 | 2665.5417 | 1084.8334 | 3756.6239 | 3750.3751
2023-10-12 08:00 | DK1 | 77.1517 | 2669.4583 | 1034.9584 | 3781.5683 | 3704.4166
2023-10-12 09:00 | DK1 | 299.2425 | 2677.4167 | 1088.3334 | 4064.9926 | 3765.7501
2023-10-12 10:00 | DK1 | 558.9746 | 2458.9167 | 1082 | 4099.8914 | 3540.9167
2023-10-12 11:00 | DK1 | 751.0554 | 2340.4583 | 1027.2084 | 4118.722 | 3367.6666
2023-10-12 12:00 | DK1 | 852.1767 | 2560.0417 | 950.625 | 4362.8434 | 3510.6667
2023-10-12 13:00 | DK1 | 929.7687 | 2370 | 844.7917 | 4144.5604 | 3214.7917
2023-10-12 14:00 | DK1 | 870.6262 | 2221.0833 | 688.4583 | 3780.1678 | 2909.5416
2023-10-12 15:00 | DK1 | 759.9692 | 1965.9166 | 588.9583 | 3314.8441 | 2554.8749
2023-10-12 16:00 | DK1 | 510.3875 | 1635.0416 | 533.25 | 2678.6791 | 2168.2916
2023-10-12 17:00 | DK1 | 199.0454 | 1263.25 | 490.9167 | 1953.2121 | 1754.1667
2023-10-12 18:00 | DK1 | 8.8467 | 854.7917 | 462.4583 | 1326.0967 | 1317.25
2023-10-12 19:00 | DK1 | 0 | 710.6667 | 408.5417 | 1119.2083 | 1119.2083
2023-10-12 20:00 | DK1 | 0 | 748.5 | 393.7917 | 1142.2917 | 1142.2917
2023-10-12 21:00 | DK1 | 0 | 609.8333 | 396 | 1005.8333 | 1005.8333
2023-10-12 22:00 | DK1 | 0 | 452.2917 | 473.2083 | 925.5 | 925.5
2023-10-12 23:00 | DK1 | 0 | 344.7917 | 380.7083 | 725.5 | 725.5
2023-10-13 | DK1 | 0 | 295.8333 | 254.1667 | 550 | 550
2023-10-13 01:00 | DK1 | 0 | 358.0833 | 182.1667 | 540.25 | 540.25
2023-10-13 02:00 | DK1 | 0 | 460.9167 | 211.0417 | 671.9583 | 671.9583
2023-10-13 03:00 | DK1 | 0 | 685.5417 | 326.0833 | 1011.625 | 1011.625
2023-10-13 04:00 | DK1 | 0 | 924.7917 | 563.4167 | 1488.2084 | 1488.2084
2023-10-13 05:00 | DK1 | 0 | 1023.1667 | 602.4583 | 1625.625 | 1625.625
2023-10-13 06:00 | DK1 | 0.0025 | 1062.7916 | 542 | 1604.7941 | 1604.7916
2023-10-13 07:00 | DK1 | 1.9254 | 1145.625 | 731.75 | 1879.3004 | 1877.375
2023-10-13 08:00 | DK1 | 21.0971 | 1420.3334 | 930.6667 | 2372.0971 | 2351.0001
2023-10-13 09:00 | DK1 | 68.41 | 1644.2084 | 976.4167 | 2689.0351 | 2620.6251
2023-10-13 10:00 | DK1 | 110.3383 | 1522.2916 | 925.1667 | 2557.7966 | 2447.4583
2023-10-13 11:00 | DK1 | 114.9158 | 1518.0834 | 943.5 | 2576.4992 | 2461.5834
2023-10-13 12:00 | DK1 | 111.2692 | 1723.625 | 1020.75 | 2855.6442 | 2744.375
2023-10-13 13:00 | DK1 | 112.2992 | 1941.7084 | 1063.8334 | 3117.8409 | 3005.5417
2023-10-13 14:00 | DK1 | 92.4146 | 2487.0417 | 1019.25 | 3598.7063 | 3506.2917
2023-10-13 15:00 | DK1 | 90.4413 | 2734.4167 | 1071.7084 | 3896.5664 | 3806.1251
2023-10-13 16:00 | DK1 | 71.6629 | 2708.7083 | 1009.4583 | 3789.8295 | 3718.1666
2023-10-13 17:00 | DK1 | 49.6246 | 2555.125 | 999.4583 | 3604.2079 | 3554.5833
2023-10-13 18:00 | DK1 | 5.2346 | 1931.75 | 943.75 | 2880.7346 | 2875.5
2023-10-13 19:00 | DK1 | 0 | 1634.4584 | 843.2083 | 2477.6667 | 2477.6667
2023-10-13 20:00 | DK1 | 0 | 1649.4584 | 894.0417 | 2543.5001 | 2543.5001
2023-10-13 21:00 | DK1 | 0 | 1831.2916 | 999.375 | 2830.6666 | 2830.6666
2023-10-13 22:00 | DK1 | 0 | 1771.3334 | 939.0833 | 2710.4167 | 2710.4167
2023-10-13 23:00 | DK1 | 0 | 1452.375 | 920.3333 | 2372.7083 | 2372.7083
2023-10-14 | DK1 | 0 | 1325.1666 | 918.9167 | 2244.0833 | 2244.0833
2023-10-14 01:00 | DK1 | 0 | 1454.9584 | 886.6667 | 2341.6251 | 2341.6251
2023-10-14 02:00 | DK1 | 0 | 1337.2084 | 745.0833 | 2082.2917 | 2082.2917
2023-10-14 03:00 | DK1 | 0 | 1749.4166 | 676.7083 | 2426.1249 | 2426.1249
2023-10-14 04:00 | DK1 | 0 | 1894.6666 | 652.0417 | 2546.7083 | 2546.7083
2023-10-14 05:00 | DK1 | 0 | 2013.4584 | 677.4583 | 2690.9167 | 2690.9167
2023-10-14 06:00 | DK1 | 0.006667 | 2197.9167 | 690.25 | 2888.1734 | 2888.1667
2023-10-14 07:00 | DK1 | 4.2446 | 2258.4167 | 678.9583 | 2941.6196 | 2937.3751
2023-10-14 08:00 | DK1 | 54.6479 | 2553.0417 | 699.875 | 3307.5647 | 3252.9167
2023-10-14 09:00 | DK1 | 246.4458 | 3084 | 1022.5 | 4352.9458 | 4106.5
2023-10-14 10:00 | DK1 | 452.0504 | 3118.2083 | 988.375 | 4558.6337 | 4106.5833
2023-10-14 11:00 | DK1 | 694.3696 | 3085.6667 | 980.875 | 4760.9113 | 4066.5417
2023-10-14 12:00 | DK1 | 676.0004 | 2797.5417 | 684.2083 | 4157.7505 | 3481.7501
2023-10-14 13:00 | DK1 | 550.855 | 2629.4583 | 636.7917 | 3817.1049 | 3266.2499
2023-10-14 14:00 | DK1 | 532.085 | 2658.5417 | 559.0833 | 3749.7101 | 3217.6251
2023-10-14 15:00 | DK1 | 540.0279 | 2753.875 | 647.8333 | 3941.7362 | 3401.7083
2023-10-14 16:00 | DK1 | 319.4738 | 2971.6667 | 821.7083 | 4112.8488 | 3793.3751
2023-10-14 17:00 | DK1 | 96.9604 | 3333.6667 | 1068 | 4498.6272 | 4401.6667
2023-10-14 18:00 | DK1 | 3.5196 | 3127.5417 | 1068.6666 | 4199.728 | 4196.2084
2023-10-14 19:00 | DK1 | 0 | 3037.125 | 1055.8334 | 4092.9584 | 4092.9584
2023-10-14 20:00 | DK1 | 0 | 3159.4583 | 1012.5 | 4171.9583 | 4171.9583
2023-10-14 21:00 | DK1 | 0 | 3074.4583 | 986 | 4060.4583 | 4060.4583
2023-10-14 22:00 | DK1 | 0 | 3027.5 | 974.0833 | 4001.5833 | 4001.5833
2023-10-14 23:00 | DK1 | 0 | 3018.5 | 970.9583 | 3989.4583 | 3989.4583
2023-10-15 | DK1 | 0 | 2898.8333 | 930.125 | 3828.9583 | 3828.9583
2023-10-15 01:00 | DK1 | 0 | 2915.4583 | 942.1667 | 3857.6249 | 3857.6249
2023-10-15 02:00 | DK1 | 0 | 3052.5 | 605.0417 | 3657.5417 | 3657.5417
2023-10-15 03:00 | DK1 | 0 | 3027.1667 | 924.125 | 3951.2917 | 3951.2917
2023-10-15 04:00 | DK1 | 0 | 3032.875 | 928.875 | 3961.75 | 3961.75
2023-10-15 05:00 | DK1 | 0 | 3006.2917 | 935.5833 | 3941.8751 | 3941.8751
2023-10-15 06:00 | DK1 | 0.0025 | 2995.5417 | 939.75 | 3935.2942 | 3935.2917
2023-10-15 07:00 | DK1 | 3.5996 | 2680.0833 | 931.6667 | 3615.3495 | 3611.7499
2023-10-15 08:00 | DK1 | 52.4908 | 2717.7083 | 930.2083 | 3700.4074 | 3647.9166
2023-10-15 09:00 | DK1 | 199.8846 | 2798.2917 | 1057.4166 | 4055.593 | 3855.7084
2023-10-15 10:00 | DK1 | 378.395 | 2522.25 | 1030.0834 | 3930.7284 | 3552.3334
2023-10-15 11:00 | DK1 | 687.6129 | 2444.0417 | 997.7917 | 4129.4464 | 3441.8334
2023-10-15 12:00 | DK1 | 885.0279 | 2549.9583 | 666.5 | 4101.4861 | 3216.4583
2023-10-15 13:00 | DK1 | 712.9375 | 2507.7083 | 719.2083 | 3939.8541 | 3226.9166
2023-10-15 14:00 | DK1 | 578.0646 | 2753.4583 | 727.9583 | 4059.4811 | 3481.4166
2023-10-15 15:00 | DK1 | 423.0221 | 2596.1667 | 713.2917 | 3732.4805 | 3309.4584
2023-10-15 16:00 | DK1 | 403.8008 | 2739.6667 | 734.8333 | 3878.3009 | 3474.5001
2023-10-15 17:00 | DK1 | 137.3558 | 2769.7917 | 1097.5 | 4004.6476 | 3867.2917
2023-10-15 18:00 | DK1 | 2.4367 | 2479.5833 | 1097.5416 | 3579.5615 | 3577.1249
2023-10-15 19:00 | DK1 | 0 | 2122.25 | 1081.375 | 3203.625 | 3203.625
2023-10-15 20:00 | DK1 | 0 | 2293.625 | 1045.7084 | 3339.3334 | 3339.3334
2023-10-15 21:00 | DK1 | 0 | 1928.4166 | 1079.7084 | 3008.125 | 3008.125
2023-10-15 22:00 | DK1 | 0 | 1878.4584 | 1082.5 | 2960.9584 | 2960.9584
2023-10-15 23:00 | DK1 | 0 | 1684.7084 | 1063.2916 | 2748 | 2748
2023-10-16 | DK1 | 0 | 1686.4166 | 1063.7084 | 2750.125 | 2750.125
2023-10-16 01:00 | DK1 | 0 | 1641.875 | 1039.0834 | 2680.9584 | 2680.9584
2023-10-16 02:00 | DK1 | 0 | 1563.9166 | 1061.25 | 2625.1666 | 2625.1666
2023-10-16 03:00 | DK1 | 0 | 1445.2916 | 1018.0833 | 2463.3749 | 2463.3749
2023-10-16 04:00 | DK1 | 0 | 1363 | 1035.5416 | 2398.5416 | 2398.5416
2023-10-16 05:00 | DK1 | 0 | 1396.7916 | 983.8333 | 2380.6249 | 2380.6249
2023-10-16 06:00 | DK1 | 0 | 1189.0834 | 1013.2917 | 2202.3751 | 2202.3751
2023-10-16 07:00 | DK1 | 3.8862 | 926 | 971.2917 | 1901.1779 | 1897.2917
2023-10-16 08:00 | DK1 | 61.6013 | 928.9167 | 931.6667 | 1922.1846 | 1860.5834
2023-10-16 09:00 | DK1 | 311.865 | 857.4167 | 910.375 | 2079.6567 | 1767.7917
2023-10-16 10:00 | DK1 | 691.0217 | 659.75 | 872.9167 | 2223.6884 | 1532.6667
2023-10-16 11:00 | DK1 | 959.6646 | 669.8333 | 738.2083 | 2367.7062 | 1408.0416
2023-10-16 12:00 | DK1 | 1043.6504 | 844.6667 | 622.375 | 2510.6921 | 1467.0417
2023-10-16 13:00 | DK1 | 932.7587 | 847.9583 | 472.0417 | 2252.7587 | 1320
2023-10-16 14:00 | DK1 | 842.1129 | 811 | 404.4167 | 2057.5296 | 1215.4167
2023-10-16 15:00 | DK1 | 674.9279 | 757.6667 | 350.4583 | 1783.0529 | 1108.125
2023-10-16 16:00 | DK1 | 400.97 | 682.9167 | 362.125 | 1446.0117 | 1045.0417
2023-10-16 17:00 | DK1 | 122.4921 | 531.2083 | 314.0833 | 967.7837 | 845.2917
2023-10-16 18:00 | DK1 | 1.8538 | 444.375 | 314.6667 | 760.8954 | 759.0417
2023-10-16 19:00 | DK1 | 0 | 483.625 | 298.5417 | 782.1667 | 782.1667
2023-10-16 20:00 | DK1 | 0 | 568.5833 | 220.6667 | 789.25 | 789.25
2023-10-16 21:00 | DK1 | 0 | 648 | 176.9583 | 824.9583 | 824.9583
2023-10-16 22:00 | DK1 | 0 | 632.4167 | 199 | 831.4167 | 831.4167
2023-10-16 23:00 | DK1 | 0 | 589.2083 | 159.0417 | 748.25 | 748.25
2023-10-17 | DK1 | 0 | 523 | 229.375 | 752.375 | 752.375
2023-10-17 01:00 | DK1 | 0 | 592.0833 | 303.9583 | 896.0417 | 896.0417
2023-10-17 02:00 | DK1 | 0 | 651.125 | 368.75 | 1019.875 | 1019.875
2023-10-17 03:00 | DK1 | 0 | 705.5417 | 380.7083 | 1086.25 | 1086.25
2023-10-17 04:00 | DK1 | 0 | 754.375 | 441.75 | 1196.125 | 1196.125
2023-10-17 05:00 | DK1 | 0 | 771.8333 | 384.2917 | 1156.125 | 1156.125
2023-10-17 06:00 | DK1 | 0 | 784.125 | 444.2083 | 1228.3333 | 1228.3333
2023-10-17 07:00 | DK1 | 2.5525 | 764.375 | 383.2917 | 1150.2192 | 1147.6667
2023-10-17 08:00 | DK1 | 43.5062 | 772.625 | 388.8333 | 1204.9646 | 1161.4583
2023-10-17 09:00 | DK1 | 229.4888 | 849.9167 | 411.0833 | 1490.4888 | 1261
2023-10-17 10:00 | DK1 | 545.7679 | 754.2083 | 400.5 | 1700.4763 | 1154.7083
2023-10-17 11:00 | DK1 | 854.4325 | 764.0833 | 404.0417 | 2022.5575 | 1168.125
2023-10-17 12:00 | DK1 | 936.9329 | 1112.875 | 434.1667 | 2483.9746 | 1547.0417
2023-10-17 13:00 | DK1 | 913.1284 | 1353.9584 | 474.875 | 2741.9617 | 1828.8334
2023-10-17 14:00 | DK1 | 511.3108 | 1479.9584 | 603.4167 | 2594.6859 | 2083.3751
2023-10-17 15:00 | DK1 | 583.3171 | 1536.875 | 563.25 | 2683.4421 | 2100.125
2023-10-17 16:00 | DK1 | 413.7196 | 1422.5834 | 600.4583 | 2436.7613 | 2023.0417
2023-10-17 17:00 | DK1 | 183.5275 | 1192.75 | 604.7083 | 1980.9858 | 1797.4583
2023-10-17 18:00 | DK1 | 3.2808 | 910.5833 | 543.2917 | 1457.1558 | 1453.875
2023-10-17 19:00 | DK1 | 0 | 897.25 | 497.0417 | 1394.2917 | 1394.2917
2023-10-17 20:00 | DK1 | 0 | 1013.7917 | 480.125 | 1493.9167 | 1493.9167
2023-10-17 21:00 | DK1 | 0 | 1027.0416 | 477.4583 | 1504.5 | 1504.5
2023-10-17 22:00 | DK1 | 0 | 1003.375 | 465.375 | 1468.75 | 1468.75
2023-10-17 23:00 | DK1 | 0 | 1011.25 | 462.0833 | 1473.3333 | 1473.3333
2023-10-18 | DK1 | 0 | 981.0417 | 464.6667 | 1445.7083 | 1445.7083
2023-10-18 01:00 | DK1 | 0 | 886.5417 | 424.3333 | 1310.875 | 1310.875
2023-10-18 02:00 | DK1 | 0 | 694.7083 | 406.2083 | 1100.9167 | 1100.9167
2023-10-18 03:00 | DK1 | 0 | 444.1667 | 376.625 | 820.7917 | 820.7917
2023-10-18 04:00 | DK1 | 0 | 292.8333 | 333.7083 | 626.5417 | 626.5417
2023-10-18 05:00 | DK1 | 0 | 184.4583 | 197.6667 | 382.125 | 382.125
2023-10-18 06:00 | DK1 | 0 | 101.1667 | 86.2917 | 187.4583 | 187.4583
2023-10-18 07:00 | DK1 | 3.1308 | 80.25 | 52.7917 | 136.1725 | 133.0417
2023-10-18 08:00 | DK1 | 50.6246 | 107.5 | 41.5833 | 199.7079 | 149.0833
2023-10-18 09:00 | DK1 | 218.8071 | 154.4167 | 52.375 | 425.5988 | 206.7917
2023-10-18 10:00 | DK1 | 448.9733 | 195.25 | 91.3333 | 735.5567 | 286.5833
2023-10-18 11:00 | DK1 | 683.7604 | 157.9167 | 142.9167 | 984.5938 | 300.8333
2023-10-18 12:00 | DK1 | 756.9496 | 203.4583 | 169.4583 | 1129.8662 | 372.9167
2023-10-18 13:00 | DK1 | 769.1875 | 207.7083 | 164.7917 | 1141.6875 | 372.5
2023-10-18 14:00 | DK1 | 719.3675 | 210.5417 | 159.0833 | 1088.9925 | 369.625
2023-10-18 15:00 | DK1 | 650.5641 | 275.4167 | 173.5 | 1099.4808 | 448.9167
2023-10-18 16:00 | DK1 | 398.8654 | 404.2083 | 263.5417 | 1066.6154 | 667.75
2023-10-18 17:00 | DK1 | 123.0158 | 582.8333 | 404.5 | 1110.3491 | 987.3333
2023-10-18 18:00 | DK1 | 2.1283 | 832.1667 | 559 | 1393.295 | 1391.1667
2023-10-18 19:00 | DK1 | 3.3142 | 1155.6666 | 797.625 | 1956.6058 | 1953.2916
2023-10-18 20:00 | DK1 | 3.0646 | 1437.75 | 866.5833 | 2307.3979 | 2304.3333
2023-10-18 21:00 | DK1 | 2.5742 | 1582.0834 | 1100.9166 | 2685.5742 | 2683
2023-10-18 22:00 | DK1 | 2.0742 | 1685.6666 | 1091.25 | 2778.9908 | 2776.9166
2023-10-18 23:00 | DK1 | 1.5783 | 1889.4584 | 1095.6666 | 2986.7033 | 2985.125
2023-10-19 | DK1 | 1.0888 | 2091 | 1082.0834 | 3174.1721 | 3173.0834
2023-10-19 01:00 | DK1 | 0.59458 | 2239.5833 | 1017 | 3257.1778 | 3256.5833
2023-10-19 02:00 | DK1 | 0.10042 | 2426.3333 | 1022.0833 | 3448.517 | 3448.4166
2023-10-19 03:00 | DK1 | 0.090417 | 2648.5833 | 1036.125 | 3684.7987 | 3684.7083
2023-10-19 04:00 | DK1 | 0.090417 | 2969.2083 | 1033.625 | 4002.9237 | 4002.8333
2023-10-19 05:00 | DK1 | 0.090417 | 3146.0833 | 1008.5 | 4154.6737 | 4154.5833
2023-10-19 06:00 | DK1 | 0.09125 | 3251.1667 | 1064.0834 | 4315.3414 | 4315.2501
2023-10-19 07:00 | DK1 | 0.86292 | 3117.4167 | 1048.9166 | 4167.1963 | 4166.3334
2023-10-19 08:00 | DK1 | 22.3246 | 3261.1667 | 1095.5834 | 4379.0747 | 4356.7501
2023-10-19 09:00 | DK1 | 51.3092 | 3548.5833 | 1078.875 | 4678.7674 | 4627.4583
2023-10-19 10:00 | DK1 | 84.4137 | 3341.8333 | 1079.2916 | 4505.5386 | 4421.1249
2023-10-19 11:00 | DK1 | 127.6171 | 3197.2917 | 1078.75 | 4403.6588 | 4276.0417
2023-10-19 12:00 | DK1 | 131.5617 | 3311.4167 | 1075.7916 | 4518.77 | 4387.2084
2023-10-19 13:00 | DK1 | 160.0817 | 3315 | 1080.0834 | 4555.165 | 4395.0834
2023-10-19 14:00 | DK1 | 164.8904 | 3355.8333 | 1085.5834 | 4606.307 | 4441.4166
2023-10-19 15:00 | DK1 | 138.33 | 3358.375 | 1088.625 | 4585.33 | 4447
2023-10-19 16:00 | DK1 | 66.335 | 3357.2083 | 1091.0834 | 4514.6266 | 4448.2916
2023-10-19 17:00 | DK1 | 25.5133 | 3501.3333 | 1094.125 | 4620.9716 | 4595.4583
2023-10-19 18:00 | DK1 | 2.1063 | 3450.25 | 1091.125 | 4543.4812 | 4541.375
2023-10-19 19:00 | DK1 | 3.4937 | 3354.5417 | 1088.5416 | 4446.5771 | 4443.0834
2023-10-19 20:00 | DK1 | 3.0383 | 3622.8333 | 1086.1666 | 4712.0382 | 4708.9999
2023-10-19 21:00 | DK1 | 2.5496 | 3586 | 1085.75 | 4674.2996 | 4671.75
2023-10-19 22:00 | DK1 | 2.0508 | 3513.5 | 1087.7916 | 4603.3425 | 4601.2916
2023-10-19 23:00 | DK1 | 1.5654 | 3424.0417 | 1086.5416 | 4512.1488 | 4510.5834
2023-10-20 | DK1 | 1.0758 | 3421.4583 | 1055.9584 | 4478.4925 | 4477.4166
2023-10-20 01:00 | DK1 | 0.59083 | 3377.0417 | 1095.7084 | 4473.341 | 4472.7501
2023-10-20 02:00 | DK1 | 0.10417 | 3467.5833 | 1090.5834 | 4558.2708 | 4558.1666
2023-10-20 03:00 | DK1 | 0.090833 | 3398.7917 | 1088.9166 | 4487.7992 | 4487.7084
2023-10-20 04:00 | DK1 | 0.090417 | 3432.0833 | 1037.0416 | 4469.2153 | 4469.1249
2023-10-20 05:00 | DK1 | 0.090417 | 3417.875 | 1081.8334 | 4499.7988 | 4499.7084
2023-10-20 06:00 | DK1 | 0.09 | 3424.6667 | 1062.2916 | 4487.0484 | 4486.9584
2023-10-20 07:00 | DK1 | 0.98875 | 3209.25 | 1076.2084 | 4286.4471 | 4285.4584
2023-10-20 08:00 | DK1 | 26.8238 | 3513.7083 | 1013.7083 | 4554.2403 | 4527.4166
2023-10-20 09:00 | DK1 | 86.5571 | 3774.625 | 1019.75 | 4880.9321 | 4794.375
2023-10-20 10:00 | DK1 | 148.2158 | 3508.7917 | 1038.25 | 4695.2576 | 4547.0417
2023-10-20 11:00 | DK1 | 221.15 | 3371.8333 | 1038.4584 | 4631.4416 | 4410.2916
2023-10-20 12:00 | DK1 | 227.6062 | 3350.125 | 987.3333 | 4565.0646 | 4337.4583
2023-10-20 13:00 | DK1 | 239.2912 | 3389 | 1051.875 | 4680.1662 | 4440.875
2023-10-20 14:00 | DK1 | 187.3504 | 3417.9583 | 1041.4166 | 4646.7253 | 4459.3749
2023-10-20 15:00 | DK1 | 153.1633 | 3366.6667 | 1012.4167 | 4532.2468 | 4379.0834
2023-10-20 16:00 | DK1 | 92.7475 | 3311.875 | 970.9167 | 4375.5392 | 4282.7917
2023-10-20 17:00 | DK1 | 21.3079 | 3406.2917 | 984 | 4411.5997 | 4390.2917
2023-10-20 18:00 | DK1 | 1.53 | 3310.0417 | 862.1667 | 4173.7384 | 4172.2084
2023-10-20 19:00 | DK1 | 3.4854 | 3164.25 | 804.5 | 3972.2354 | 3968.75
2023-10-20 20:00 | DK1 | 3.0079 | 3257.9583 | 739.9167 | 4000.8829 | 3997.8749
2023-10-20 21:00 | DK1 | 2.5288 | 3230.875 | 751.8333 | 3985.2371 | 3982.7083
2023-10-20 22:00 | DK1 | 2.0421 | 3197.7917 | 785.75 | 3985.5838 | 3983.5417
2023-10-20 23:00 | DK1 | 1.5546 | 3235.75 | 791.875 | 4029.1796 | 4027.625
2023-10-21 | DK1 | 1.0679 | 3281.75 | 834.7083 | 4117.5262 | 4116.4583
2023-10-21 01:00 | DK1 | 0.58625 | 3246.8333 | 926.9167 | 4174.3362 | 4173.7499
2023-10-21 02:00 | DK1 | 0.099583 | 3284.3333 | 925 | 4209.4328 | 4209.3333
2023-10-21 03:00 | DK1 | 0.090833 | 3211.0417 | 955.9167 | 4167.0493 | 4166.9584
2023-10-21 04:00 | DK1 | 0.09125 | 3146.375 | 1058.875 | 4205.3413 | 4205.25
2023-10-21 05:00 | DK1 | 0.09125 | 3102.4583 | 1057.9584 | 4160.5079 | 4160.4166
2023-10-21 06:00 | DK1 | 0.09125 | 3040.1667 | 1033.4584 | 4073.7164 | 4073.6251
2023-10-21 07:00 | DK1 | 0.42458 | 2833.5833 | 1009.2917 | 3843.2995 | 3842.8749
2023-10-21 08:00 | DK1 | 15.725 | 2866.125 | 1057.5834 | 3939.4334 | 3923.7084
2023-10-21 09:00 | DK1 | 27.6246 | 3052.4167 | 1061.7916 | 4141.833 | 4114.2084
2023-10-21 10:00 | DK1 | 74.2254 | 2790.25 | 1033.3334 | 3897.8088 | 3823.5834
2023-10-21 11:00 | DK1 | 136.6425 | 2575.75 | 1050.8334 | 3763.2259 | 3626.5834
2023-10-21 12:00 | DK1 | 119.7175 | 2522.7917 | 1043.25 | 3685.7592 | 3566.0417
2023-10-21 13:00 | DK1 | 141.3296 | 2528.125 | 1060.1666 | 3729.6212 | 3588.2916
2023-10-21 14:00 | DK1 | 127.9713 | 2403 | 1033.7916 | 3564.7629 | 3436.7916
2023-10-21 15:00 | DK1 | 85.6367 | 2240.6667 | 1065.625 | 3391.9284 | 3306.2917
2023-10-21 16:00 | DK1 | 44.0233 | 2157.7083 | 1070.4584 | 3272.19 | 3228.1666
2023-10-21 17:00 | DK1 | 11.8558 | 2196.625 | 1013.0833 | 3221.5641 | 3209.7083
2023-10-21 18:00 | DK1 | 2.4337 | 2052.8333 | 1059 | 3114.267 | 3111.8333
2023-10-21 19:00 | DK1 | 3.4908 | 1834.4166 | 1032.2916 | 2870.1991 | 2866.7083
2023-10-21 20:00 | DK1 | 2.9996 | 1715.0834 | 968.4583 | 2686.5413 | 2683.5417
2023-10-21 21:00 | DK1 | 2.5029 | 1467.9166 | 928 | 2398.4195 | 2395.9166
2023-10-21 22:00 | DK1 | 2.0521 | 1308.8334 | 826.1667 | 2137.0521 | 2135.0001
2023-10-21 23:00 | DK1 | 1.5633 | 1180.8334 | 745.75 | 1928.1467 | 1926.5834
2023-10-22 | DK1 | 1.0775 | 1240.25 | 885.875 | 2127.2025 | 2126.125
2023-10-22 01:00 | DK1 | 0.58667 | 1180.0416 | 944.7917 | 2125.42 | 2124.8333
2023-10-22 02:00 | DK1 | 0.1025 | 1103.0416 | 924 | 2027.1441 | 2027.0416
2023-10-22 03:00 | DK1 | 0.090833 | 1059.0834 | 798.75 | 1857.9242 | 1857.8334
2023-10-22 04:00 | DK1 | 0.09125 | 1014.7083 | 728.7917 | 1743.5912 | 1743.5
2023-10-22 05:00 | DK1 | 0.090833 | 1038.9584 | 748.25 | 1787.2992 | 1787.2084
2023-10-22 06:00 | DK1 | 0.090833 | 1038.25 | 810.9167 | 1849.2575 | 1849.1667
2023-10-22 07:00 | DK1 | 1.1562 | 979.9167 | 791.875 | 1772.9479 | 1771.7917
2023-10-22 08:00 | DK1 | 31.5646 | 1065.875 | 915.9583 | 2013.3979 | 1981.8333
2023-10-22 09:00 | DK1 | 141.0225 | 1129.2916 | 859.125 | 2129.4391 | 1988.4166
2023-10-22 10:00 | DK1 | 153.0988 | 977.5417 | 932.7917 | 2063.4321 | 1910.3334
2023-10-22 11:00 | DK1 | 186.3154 | 893.75 | 893.6667 | 1973.7321 | 1787.4167
2023-10-22 12:00 | DK1 | 191.2979 | 772.3333 | 807.1667 | 1770.7979 | 1579.5
2023-10-22 13:00 | DK1 | 174.0467 | 662.9583 | 605.4583 | 1442.4633 | 1268.4166
2023-10-22 14:00 | DK1 | 181.5587 | 638.0417 | 769.0417 | 1588.6421 | 1407.0834
2023-10-22 15:00 | DK1 | 108.7588 | 626.5833 | 908.125 | 1643.4671 | 1534.7083
2023-10-22 16:00 | DK1 | 58.7954 | 731.5 | 856.4583 | 1646.7537 | 1587.9583
2023-10-22 17:00 | DK1 | 25.2579 | 807.4167 | 849.25 | 1681.9246 | 1656.6667
2023-10-22 18:00 | DK1 | 2.51 | 863.5 | 793.4167 | 1659.4267 | 1656.9167
2023-10-22 19:00 | DK1 | 3.4742 | 911.7083 | 691.4167 | 1606.5992 | 1603.125
2023-10-22 20:00 | DK1 | 2.9921 | 1023.6667 | 612.5833 | 1639.2421 | 1636.25
2023-10-22 21:00 | DK1 | 2.5162 | 1165.25 | 510.3333 | 1678.0996 | 1675.5833
2023-10-22 22:00 | DK1 | 2.0296 | 1075.4166 | 526.1667 | 1603.6129 | 1601.5833
2023-10-22 23:00 | DK1 | 1.5321 | 1118.25 | 627.9583 | 1747.7404 | 1746.2083
2023-10-23 | DK1 | 1.0633 | 1041.4584 | 701.0833 | 1743.605 | 1742.5417
2023-10-23 01:00 | DK1 | 0.57875 | 1091.375 | 591.2083 | 1683.1621 | 1682.5833
2023-10-23 02:00 | DK1 | 0.10083 | 1055.625 | 582.125 | 1637.8508 | 1637.75
2023-10-23 03:00 | DK1 | 0.09 | 963.8333 | 792.0833 | 1756.0066 | 1755.9166
2023-10-23 04:00 | DK1 | 0.090417 | 999.125 | 803.9167 | 1803.1321 | 1803.0417
2023-10-23 05:00 | DK1 | 0.090417 | 947.3333 | 732.8333 | 1680.257 | 1680.1666
2023-10-23 06:00 | DK1 | 0.090833 | 963.125 | 685.375 | 1648.5908 | 1648.5
2023-10-23 07:00 | DK1 | 1.22 | 764.2917 | 615.375 | 1380.8867 | 1379.6667
2023-10-23 08:00 | DK1 | 27.655 | 729.9167 | 645.7083 | 1403.28 | 1375.625
2023-10-23 09:00 | DK1 | 120.5946 | 776.1667 | 413.4583 | 1310.2196 | 1189.625
2023-10-23 10:00 | DK1 | 302.8725 | 622.5 | 444.4167 | 1369.7892 | 1066.9167
2023-10-23 11:00 | DK1 | 402.21 | 627.2083 | 481.3333 | 1510.7516 | 1108.5417
2023-10-23 12:00 | DK1 | 523.3729 | 618.3333 | 457.4583 | 1599.1646 | 1075.7917
2023-10-23 13:00 | DK1 | 553.8237 | 625.9583 | 394.3333 | 1574.1154 | 1020.2917
2023-10-23 14:00 | DK1 | 445.1208 | 535.375 | 321.8333 | 1302.3292 | 857.2083
2023-10-23 15:00 | DK1 | 319.665 | 354.9167 | 229.9583 | 904.54 | 584.875
2023-10-23 16:00 | DK1 | 154.7371 | 231.7083 | 122.1667 | 508.6121 | 353.875
2023-10-23 17:00 | DK1 | 26.9483 | 133.5833 | 84.2083 | 244.74 | 217.7917
2023-10-23 18:00 | DK1 | 0.23875 | 101.0833 | 51.625 | 152.9471 | 152.7083
2023-10-23 19:00 | DK1 | 3.4179 | 60.3333 | 5.0417 | 68.7929 | 65.375
2023-10-23 20:00 | DK1 | 2.9442 | 90.25 | 0 | 93.1942 | 90.25
2023-10-23 21:00 | DK1 | 2.4675 | 84.5833 | 5 | 92.0508 | 89.5833
2023-10-23 22:00 | DK1 | 1.9988 | 113.7083 | 24.9583 | 140.6654 | 138.6667
2023-10-23 23:00 | DK1 | 1.5217 | 122.7083 | 39.7083 | 163.9383 | 162.4167
2023-10-24 | DK1 | 1.0467 | 142 | 65.9167 | 208.9633 | 207.9167
2023-10-24 01:00 | DK1 | 0.57333 | 132.25 | 79.125 | 211.9483 | 211.375
2023-10-24 02:00 | DK1 | 0.09875 | 149.8333 | 101.75 | 251.6821 | 251.5833
2023-10-24 03:00 | DK1 | 0.090833 | 199.2917 | 179.625 | 379.0075 | 378.9167
2023-10-24 04:00 | DK1 | 0.09125 | 325.6667 | 262.5417 | 588.2996 | 588.2083
2023-10-24 05:00 | DK1 | 0.090833 | 493.7083 | 300.5833 | 794.3825 | 794.2917
2023-10-24 06:00 | DK1 | 0.09125 | 770.2917 | 345.5 | 1115.8829 | 1115.7917
2023-10-24 07:00 | DK1 | 0.70583 | 824.2917 | 413.625 | 1238.6225 | 1237.9167
2023-10-24 08:00 | DK1 | 15.175 | 947.375 | 738.6667 | 1701.2167 | 1686.0417
2023-10-24 09:00 | DK1 | 80.8429 | 1286.625 | 923.4167 | 2290.8846 | 2210.0417
2023-10-24 10:00 | DK1 | 208.5087 | 1516.5 | 1035.8334 | 2760.8421 | 2552.3334
2023-10-24 11:00 | DK1 | 201.6233 | 1746.5416 | 1080.2916 | 3028.4566 | 2826.8333
2023-10-24 12:00 | DK1 | 157.1367 | 2092.2917 | 1094.4166 | 3343.845 | 3186.7084
2023-10-24 13:00 | DK1 | 83.9987 | 2277.7917 | 1102.875 | 3464.6655 | 3380.6667
2023-10-24 14:00 | DK1 | 81.645 | 2486.1667 | 1103.7084 | 3671.5201 | 3589.8751
2023-10-24 15:00 | DK1 | 40.9767 | 2625.9583 | 1103.5 | 3770.4349 | 3729.4583
2023-10-24 16:00 | DK1 | 28.3058 | 2654.4583 | 1095.1666 | 3777.9307 | 3749.6249
2023-10-24 17:00 | DK1 | 4.0254 | 2818.375 | 1069 | 3891.4004 | 3887.375
2023-10-24 18:00 | DK1 | 0 | 2751.1667 | 1029.4166 | 3780.5834 | 3780.5834
2023-10-24 19:00 | DK1 | 0 | 2661.0417 | 1008.6667 | 3669.7084 | 3669.7084
2023-10-24 20:00 | DK1 | 0 | 2827.5833 | 918 | 3745.5833 | 3745.5833
2023-10-24 21:00 | DK1 | 0 | 2733.625 | 881.9167 | 3615.5417 | 3615.5417
2023-10-24 22:00 | DK1 | 0 | 2721.6667 | 837.25 | 3558.9167 | 3558.9167
2023-10-24 23:00 | DK1 | 0 | 2659.3333 | 938.8333 | 3598.1666 | 3598.1666
2023-10-25 | DK1 | 0 | 2654.1667 | 972.1667 | 3626.3334 | 3626.3334
2023-10-25 01:00 | DK1 | 0 | 2514 | 922.2917 | 3436.2917 | 3436.2917
2023-10-25 02:00 | DK1 | 0 | 2569.7917 | 859.8333 | 3429.6251 | 3429.6251
2023-10-25 03:00 | DK1 | 0 | 2541.3333 | 892.5 | 3433.8333 | 3433.8333
2023-10-25 04:00 | DK1 | 0 | 2545.6667 | 984.5 | 3530.1667 | 3530.1667
2023-10-25 05:00 | DK1 | 0 | 2468.9583 | 1080.2916 | 3549.2499 | 3549.2499
2023-10-25 06:00 | DK1 | 0 | 2412.625 | 1073.1666 | 3485.7916 | 3485.7916
2023-10-25 07:00 | DK1 | 0.2825 | 2261.5417 | 1051.8334 | 3313.6576 | 3313.3751
2023-10-25 08:00 | DK1 | 7.3625 | 2373.4167 | 1021.125 | 3401.9042 | 3394.5417
2023-10-25 09:00 | DK1 | 34.2996 | 2559.5417 | 1051.4584 | 3645.2997 | 3611.0001
2023-10-25 10:00 | DK1 | 62.6971 | 2524 | 1074.7916 | 3661.4887 | 3598.7916
2023-10-25 11:00 | DK1 | 96.7508 | 2388.8333 | 1064 | 3549.5841 | 3452.8333
2023-10-25 12:00 | DK1 | 99.775 | 2362.5 | 1078.4584 | 3540.7334 | 3440.9584
2023-10-25 13:00 | DK1 | 189.9958 | 2237.25 | 1066.75 | 3493.9958 | 3304
2023-10-25 14:00 | DK1 | 218.3788 | 2084.0833 | 1054.375 | 3356.837 | 3138.4583
2023-10-25 15:00 | DK1 | 158.3842 | 1965.3334 | 1047.2084 | 3170.9259 | 3012.5417
2023-10-25 16:00 | DK1 | 74.2517 | 1882.5416 | 1016.2917 | 2973.085 | 2898.8333
2023-10-25 17:00 | DK1 | 16.9567 | 1885.25 | 955.7083 | 2857.915 | 2840.9583
2023-10-25 18:00 | DK1 | 0 | 1907.1666 | 902.2083 | 2809.3749 | 2809.3749
2023-10-25 19:00 | DK1 | 0 | 1776.125 | 996.375 | 2772.5 | 2772.5
2023-10-25 20:00 | DK1 | 0 | 1815.9166 | 997.375 | 2813.2916 | 2813.2916
2023-10-25 21:00 | DK1 | 0 | 1691.2916 | 995.375 | 2686.6666 | 2686.6666
2023-10-25 22:00 | DK1 | 0 | 1628.5 | 888.5417 | 2517.0417 | 2517.0417
2023-10-25 23:00 | DK1 | 0 | 1600.5416 | 868.9167 | 2469.4583 | 2469.4583
2023-10-26 | DK1 | 0 | 1605.5834 | 928.1667 | 2533.7501 | 2533.7501
2023-10-26 01:00 | DK1 | 0 | 1525.7084 | 902.375 | 2428.0834 | 2428.0834
2023-10-26 02:00 | DK1 | 0 | 1562.25 | 755.125 | 2317.375 | 2317.375
2023-10-26 03:00 | DK1 | 0 | 1478.0834 | 769.0417 | 2247.1251 | 2247.1251
2023-10-26 04:00 | DK1 | 0 | 1532.0416 | 754.5833 | 2286.6249 | 2286.6249
2023-10-26 05:00 | DK1 | 0 | 1576.7084 | 681.7917 | 2258.5001 | 2258.5001
2023-10-26 06:00 | DK1 | 0 | 1525.9584 | 701.5833 | 2227.5417 | 2227.5417
2023-10-26 07:00 | DK1 | 0.15 | 1252.9584 | 714.5417 | 1967.6501 | 1967.5001
2023-10-26 08:00 | DK1 | 4.5642 | 1312.6666 | 766.2083 | 2083.4391 | 2078.8749
2023-10-26 09:00 | DK1 | 23.7687 | 1445.875 | 879.2083 | 2348.8521 | 2325.0833
2023-10-26 10:00 | DK1 | 76.4858 | 1259.2916 | 831.7083 | 2167.4858 | 2090.9999
2023-10-26 11:00 | DK1 | 140.0592 | 1114.0834 | 768.5833 | 2022.7259 | 1882.6667
2023-10-26 12:00 | DK1 | 183.0938 | 1038.125 | 628.375 | 1849.5938 | 1666.5
2023-10-26 13:00 | DK1 | 168.2462 | 891.2917 | 588.5833 | 1648.1212 | 1479.875
2023-10-26 14:00 | DK1 | 167.1996 | 848.9583 | 548.625 | 1564.7829 | 1397.5833
2023-10-26 15:00 | DK1 | 103.6821 | 843.2917 | 456.4583 | 1403.4321 | 1299.75
2023-10-26 16:00 | DK1 | 60.1162 | 816.5417 | 393.8333 | 1270.4913 | 1210.375
2023-10-26 17:00 | DK1 | 8.5454 | 797.7917 | 431.9167 | 1238.2538 | 1229.7083
2023-10-26 18:00 | DK1 | 0 | 728.75 | 451.4583 | 1180.2083 | 1180.2083
2023-10-26 19:00 | DK1 | 0 | 773.375 | 521.25 | 1294.625 | 1294.625
2023-10-26 20:00 | DK1 | 0 | 859.5833 | 529.5417 | 1389.125 | 1389.125
2023-10-26 21:00 | DK1 | 7.9858 | 764.7917 | 622 | 1394.7775 | 1386.7917
2023-10-26 22:00 | DK1 | 6.4508 | 636.5417 | 589.4583 | 1232.4508 | 1226
2023-10-26 23:00 | DK1 | 4.9183 | 480.2083 | 509.6667 | 994.7933 | 989.875
2023-10-27 | DK1 | 0 | 465.75 | 446 | 911.75 | 911.75
2023-10-27 01:00 | DK1 | 0 | 463.4167 | 407.3333 | 870.75 | 870.75
2023-10-27 02:00 | DK1 | 0 | 567.7917 | 392.5 | 960.2917 | 960.2917
2023-10-27 03:00 | DK1 | 0 | 545.7917 | 386.3333 | 932.125 | 932.125
2023-10-27 04:00 | DK1 | 0 | 579.9167 | 385.25 | 965.1667 | 965.1667
2023-10-27 05:00 | DK1 | 0 | 572.125 | 415.1667 | 987.2917 | 987.2917
2023-10-27 06:00 | DK1 | 0 | 575.25 | 546.0833 | 1121.3333 | 1121.3333
2023-10-27 07:00 | DK1 | 0.19542 | 552.9583 | 524.125 | 1077.2787 | 1077.0833
2023-10-27 08:00 | DK1 | 6.0488 | 621.25 | 599.75 | 1227.0487 | 1221
2023-10-27 09:00 | DK1 | 33.4717 | 683.125 | 627.625 | 1344.2217 | 1310.75
2023-10-27 10:00 | DK1 | 105.5104 | 620 | 575.7083 | 1301.2187 | 1195.7083
2023-10-27 11:00 | DK1 | 171.3208 | 641.75 | 568.75 | 1381.8208 | 1210.5
2023-10-27 12:00 | DK1 | 230.68 | 755.7917 | 520.4167 | 1506.8884 | 1276.2084
2023-10-27 13:00 | DK1 | 211.0271 | 834.5 | 478.0417 | 1523.5687 | 1312.5417
2023-10-27 14:00 | DK1 | 166.4954 | 853.125 | 470.1667 | 1489.7871 | 1323.2917
2023-10-27 15:00 | DK1 | 110.4842 | 844.0833 | 491.1667 | 1445.7341 | 1335.25
2023-10-27 16:00 | DK1 | 37.0329 | 850.5833 | 493 | 1380.6162 | 1343.5833
2023-10-27 17:00 | DK1 | 2.7079 | 837.5 | 519.5833 | 1359.7912 | 1357.0833
2023-10-27 18:00 | DK1 | 0 | 870.5 | 631.75 | 1502.25 | 1502.25
2023-10-27 19:00 | DK1 | 0 | 875.25 | 723.4583 | 1598.7083 | 1598.7083
2023-10-27 20:00 | DK1 | 0 | 1011.875 | 705.25 | 1717.125 | 1717.125
2023-10-27 21:00 | DK1 | 0 | 982.7917 | 679.6667 | 1662.4584 | 1662.4584
2023-10-27 22:00 | DK1 | 0 | 974.0417 | 755.7083 | 1729.75 | 1729.75
2023-10-27 23:00 | DK1 | 0 | 890.6667 | 701.3333 | 1592 | 1592
2023-10-28 | DK1 | 0 | 863.7917 | 665.9583 | 1529.75 | 1529.75
2023-10-28 01:00 | DK1 | 0 | 800 | 661.375 | 1461.375 | 1461.375
2023-10-28 02:00 | DK1 | 0 | 825.6667 | 656.125 | 1481.7917 | 1481.7917
2023-10-28 03:00 | DK1 | 0 | 822.6667 | 677.4583 | 1500.125 | 1500.125
2023-10-28 04:00 | DK1 | 0 | 837.2917 | 717.9167 | 1555.2084 | 1555.2084
2023-10-28 05:00 | DK1 | 0 | 826.5833 | 765.9167 | 1592.5 | 1592.5
2023-10-28 06:00 | DK1 | 0 | 778.75 | 777.8333 | 1556.5833 | 1556.5833
2023-10-28 07:00 | DK1 | 0.23458 | 739.5417 | 788.375 | 1528.1513 | 1527.9167
2023-10-28 08:00 | DK1 | 7.6779 | 792.875 | 753.25 | 1553.8029 | 1546.125
2023-10-28 09:00 | DK1 | 42.7612 | 932.4583 | 823.25 | 1798.4696 | 1755.7083
2023-10-28 10:00 | DK1 | 82.8983 | 945.1667 | 824.875 | 1852.94 | 1770.0417
2023-10-28 11:00 | DK1 | 155.3146 | 1035.625 | 818.4583 | 2009.3979 | 1854.0833
2023-10-28 12:00 | DK1 | 193.9671 | 1176.6666 | 813.7917 | 2184.4254 | 1990.4583
2023-10-28 13:00 | DK1 | 178.4754 | 1261.4584 | 783.4583 | 2223.3921 | 2044.9167
2023-10-28 14:00 | DK1 | 157.0758 | 1340.125 | 812.9583 | 2310.1591 | 2153.0833
2023-10-28 15:00 | DK1 | 81.1375 | 1345.5416 | 845.8333 | 2272.5124 | 2191.3749
2023-10-28 16:00 | DK1 | 41.0679 | 1293.7084 | 897.4583 | 2232.2346 | 2191.1667
2023-10-28 17:00 | DK1 | 3.355 | 1474.2084 | 850 | 2327.5634 | 2324.2084
2023-10-28 18:00 | DK1 | 0 | 1586.75 | 955.0417 | 2541.7917 | 2541.7917
2023-10-28 19:00 | DK1 | 0 | 1646.375 | 1013.125 | 2659.5 | 2659.5
2023-10-28 20:00 | DK1 | 0 | 1860.0416 | 1072.8334 | 2932.875 | 2932.875
2023-10-28 21:00 | DK1 | 0 | 1934.4166 | 1087.0834 | 3021.5 | 3021.5
2023-10-28 22:00 | DK1 | 0 | 2046.0834 | 1093.625 | 3139.7084 | 3139.7084
2023-10-28 23:00 | DK1 | 0 | 2121.2917 | 1093.4166 | 3214.7084 | 3214.7084
2023-10-29 | DK1 | 0 | 2251.5833 | 1092.5834 | 3344.1666 | 3344.1666
2023-10-29 01:00 | DK1 | 0 | 2314.7083 | 1048.8334 | 3363.5416 | 3363.5416
2023-10-29 02:00 | DK1 | 0 | 2535.625 | 1001.5 | 3537.125 | 3537.125
2023-10-29 02:00 | DK1 | 0 | 2540.7917 | 1012.0417 | 3552.8334 | 3552.8334
2023-10-29 03:00 | DK1 | 0 | 2493.25 | 1052.875 | 3546.125 | 3546.125
2023-10-29 04:00 | DK1 | 0 | 2266.375 | 634 | 2900.375 | 2900.375
2023-10-29 05:00 | DK1 | 0 | 2410.9167 | 696.375 | 3107.2917 | 3107.2917
2023-10-29 06:00 | DK1 | 0.036667 | 2334.375 | 669.8333 | 3004.245 | 3004.2083
2023-10-29 07:00 | DK1 | 1.1625 | 2522.25 | 629 | 3152.4125 | 3151.25
2023-10-29 08:00 | DK1 | 8.5929 | 2726.25 | 727.375 | 3462.2179 | 3453.625
2023-10-29 09:00 | DK1 | 22.64 | 2840.9583 | 911.7917 | 3775.3899 | 3752.7499
2023-10-29 10:00 | DK1 | 59.7325 | 2461.3333 | 628.25 | 3149.3157 | 3089.5833
2023-10-29 11:00 | DK1 | 150.4642 | 2279.8333 | 625.25 | 3055.5474 | 2905.0833
2023-10-29 12:00 | DK1 | 142.0629 | 2205.2083 | 628.375 | 2975.6462 | 2833.5833
2023-10-29 13:00 | DK1 | 246.3892 | 2223.8333 | 650.0833 | 3120.3057 | 2873.9166
2023-10-29 14:00 | DK1 | 230.3013 | 2146.7917 | 920.2917 | 3297.3847 | 3067.0834
2023-10-29 15:00 | DK1 | 126.0296 | 1948.7916 | 887.9167 | 2962.7379 | 2836.7083
2023-10-29 16:00 | DK1 | 15.4025 | 1869.5 | 798.5833 | 2683.4858 | 2668.0833
2023-10-29 17:00 | DK1 | 0 | 1509.0834 | 910.5417 | 2419.6251 | 2419.6251
2023-10-29 18:00 | DK1 | 0 | 1301.4584 | 1012.4583 | 2313.9167 | 2313.9167
2023-10-29 19:00 | DK1 | 0 | 1247.4584 | 1031.5834 | 2279.0417 | 2279.0417
2023-10-29 20:00 | DK1 | 0 | 1137.5416 | 1010.2917 | 2147.8333 | 2147.8333
2023-10-29 21:00 | DK1 | 0 | 1026.5416 | 917.1667 | 1943.7083 | 1943.7083
2023-10-29 22:00 | DK1 | 0 | 1031.4166 | 893.25 | 1924.6666 | 1924.6666
2023-10-29 23:00 | DK1 | 0 | 904.9583 | 755.6667 | 1660.625 | 1660.625
2023-10-30 | DK1 | 0 | 844.75 | 725.9167 | 1570.6667 | 1570.6667
2023-10-30 01:00 | DK1 | 0 | 967.625 | 756.4167 | 1724.0417 | 1724.0417
2023-10-30 02:00 | DK1 | 0 | 923.8333 | 882.875 | 1806.7083 | 1806.7083
2023-10-30 03:00 | DK1 | 0 | 1197.6666 | 856.375 | 2054.0416 | 2054.0416
2023-10-30 04:00 | DK1 | 0 | 1326.6666 | 855.4583 | 2182.1249 | 2182.1249
2023-10-30 05:00 | DK1 | 0 | 1394.375 | 824.875 | 2219.25 | 2219.25
2023-10-30 06:00 | DK1 | 0.30917 | 1642.3334 | 858.3333 | 2500.9759 | 2500.6667
2023-10-30 07:00 | DK1 | 10.96 | 2160.125 | 933.625 | 3104.71 | 3093.75
2023-10-30 08:00 | DK1 | 75.7704 | 2605.5833 | 1060.5 | 3741.8537 | 3666.0833
2023-10-30 09:00 | DK1 | 223.2679 | 2686.9167 | 1080.125 | 3990.3097 | 3767.0417
2023-10-30 10:00 | DK1 | 361.2917 | 2855.7917 | 1049.2916 | 4266.375 | 3905.0834
2023-10-30 11:00 | DK1 | 472.2833 | 3026.4167 | 1044.125 | 4542.8251 | 4070.5417
2023-10-30 12:00 | DK1 | 519.415 | 3011.4583 | 1032.625 | 4563.4982 | 4044.0833
2023-10-30 13:00 | DK1 | 441.9025 | 3105.25 | 1041.5 | 4588.6525 | 4146.75
2023-10-30 14:00 | DK1 | 290.9504 | 2954.7917 | 1061 | 4306.7422 | 4015.7917
2023-10-30 15:00 | DK1 | 176.8108 | 2664.7917 | 971.375 | 3812.9776 | 3636.1667
2023-10-30 16:00 | DK1 | 27.73 | 2070.625 | 857.25 | 2955.605 | 2927.875
2023-10-30 17:00 | DK1 | 0 | 1306.0834 | 700.4583 | 2006.5417 | 2006.5417
2023-10-30 18:00 | DK1 | 0 | 824.4583 | 561.75 | 1386.2083 | 1386.2083
2023-10-30 19:00 | DK1 | 0 | 599.9167 | 455.875 | 1055.7917 | 1055.7917
2023-10-30 20:00 | DK1 | 0 | 446.2917 | 437.0417 | 883.3333 | 883.3333
2023-10-30 21:00 | DK1 | 0 | 395.5 | 149.5417 | 545.0417 | 545.0417
2023-10-30 22:00 | DK1 | 0 | 442.2917 | 129.0417 | 571.3333 | 571.3333
2023-10-30 23:00 | DK1 | 0 | 505.625 | 258 | 763.625 | 763.625
2023-10-31 | DK1 | 0 | 570 | 372.4583 | 942.4583 | 942.4583
2023-10-31 01:00 | DK1 | 0 | 741.125 | 576.75 | 1317.875 | 1317.875
2023-10-31 02:00 | DK1 | 0 | 905.25 | 694.7083 | 1599.9583 | 1599.9583
2023-10-31 03:00 | DK1 | 0 | 1006.2083 | 775.3333 | 1781.5416 | 1781.5416
2023-10-31 04:00 | DK1 | 0 | 1045.5416 | 801.9583 | 1847.4999 | 1847.4999
2023-10-31 05:00 | DK1 | 0 | 1148.6666 | 813.0417 | 1961.7083 | 1961.7083
2023-10-31 06:00 | DK1 | 0.057083 | 1086.875 | 868.6667 | 1955.5988 | 1955.5417
2023-10-31 07:00 | DK1 | 2.3542 | 1200.625 | 887.875 | 2090.8542 | 2088.5
2023-10-31 08:00 | DK1 | 18.3179 | 1383.4166 | 953.2083 | 2354.9429 | 2336.6249
2023-10-31 09:00 | DK1 | 82.1108 | 1339.5416 | 977.2917 | 2398.9441 | 2316.8333
2023-10-31 10:00 | DK1 | 141.6033 | 1214.5 | 971.2917 | 2327.395 | 2185.7917
2023-10-31 11:00 | DK1 | 188.1687 | 1335.1666 | 1013.2083 | 2536.5437 | 2348.3749
2023-10-31 12:00 | DK1 | 222.2104 | 1400.9166 | 893.25 | 2516.377 | 2294.1666
2023-10-31 13:00 | DK1 | 238.7271 | 1479.2084 | 960.2083 | 2678.1438 | 2439.4167
2023-10-31 14:00 | DK1 | 266.2362 | 1594.4584 | 896.125 | 2756.8196 | 2490.5834
2023-10-31 15:00 | DK1 | 183.8946 | 1493.25 | 709.625 | 2386.7696 | 2202.875
2023-10-31 16:00 | DK1 | 45.8504 | 1273.375 | 608.5417 | 1927.7671 | 1881.9167
2023-10-31 17:00 | DK1 | 0 | 1080.9166 | 651.7917 | 1732.7083 | 1732.7083
2023-10-31 18:00 | DK1 | 0 | 892.7917 | 545.1667 | 1437.9584 | 1437.9584
2023-10-31 19:00 | DK1 | 0 | 786.25 | 464.75 | 1251 | 1251
2023-10-31 20:00 | DK1 | 0 | 668.7917 | 373.4167 | 1042.2083 | 1042.2083
2023-10-31 21:00 | DK1 | 0 | 482.75 | 354.875 | 837.625 | 837.625
2023-10-31 22:00 | DK1 | 0 | 283.4583 | 355.2083 | 638.6667 | 638.6667
2023-10-31 23:00 | DK1 | 0 | 242.6667 | 349.3333 | 592 | 592
2023-11-01 | DK1 | 0 | 128.4583 | 330.0833 | 458.5417 | 458.5417
2023-11-01 01:00 | DK1 | 0 | 96.375 | 266.5417 | 362.9167 | 362.9167
2023-11-01 02:00 | DK1 | 0 | 58.4167 | 273.875 | 332.2917 | 332.2917
2023-11-01 03:00 | DK1 | 0 | 64 | 265 | 329 | 329
2023-11-01 04:00 | DK1 | 0 | 132.8333 | 367.6667 | 500.5 | 500.5
2023-11-01 05:00 | DK1 | 0 | 221.6667 | 470.8333 | 692.5 | 692.5
2023-11-01 06:00 | DK1 | 0.38333 | 440.125 | 583.625 | 1024.1333 | 1023.75
2023-11-01 07:00 | DK1 | 15.2587 | 612.5417 | 703.5 | 1331.3004 | 1316.0417
2023-11-01 08:00 | DK1 | 103.7975 | 829.625 | 729.2083 | 1662.6308 | 1558.8333
2023-11-01 09:00 | DK1 | 207.0025 | 938.4167 | 721.5833 | 1867.0025 | 1660
2023-11-01 10:00 | DK1 | 204.4588 | 1050.9584 | 726.5833 | 1982.0004 | 1777.5417
2023-11-01 11:00 | DK1 | 197.1113 | 1358.0416 | 775.5417 | 2330.6946 | 2133.5833
2023-11-01 12:00 | DK1 | 201.8333 | 1623.875 | 831.8333 | 2657.5416 | 2455.7083
2023-11-01 13:00 | DK1 | 144.4329 | 1886.25 | 865.125 | 2895.8079 | 2751.375
2023-11-01 14:00 | DK1 | 91.1038 | 2019.4584 | 947.2083 | 3057.7704 | 2966.6667
2023-11-01 15:00 | DK1 | 29.7675 | 2156.0833 | 1068.375 | 3254.2258 | 3224.4583
2023-11-01 16:00 | DK1 | 2.6067 | 2308.75 | 1117.5416 | 3428.8983 | 3426.2916
2023-11-01 17:00 | DK1 | 0 | 2365.0833 | 1116.7916 | 3481.8749 | 3481.8749
2023-11-01 18:00 | DK1 | 0.10125 | 2300.7083 | 1112.1666 | 3412.9761 | 3412.8749
2023-11-01 19:00 | DK1 | 0 | 2298.5 | 1106.8334 | 3405.3334 | 3405.3334
2023-11-01 20:00 | DK1 | 0 | 2089.4583 | 1099.5416 | 3188.9999 | 3188.9999
2023-11-01 21:00 | DK1 | 0 | 1947.5834 | 1098.375 | 3045.9584 | 3045.9584
2023-11-01 22:00 | DK1 | 0 | 1949.75 | 1086.375 | 3036.125 | 3036.125
2023-11-01 23:00 | DK1 | 0 | 1895.625 | 1075.5416 | 2971.1666 | 2971.1666
2023-11-02 | DK1 | 0 | 1887.75 | 1068.125 | 2955.875 | 2955.875
2023-11-02 01:00 | DK1 | 0 | 1885.5834 | 1080.8334 | 2966.4167 | 2966.4167
2023-11-02 02:00 | DK1 | 0 | 1747.9584 | 1074.75 | 2822.7084 | 2822.7084
2023-11-02 03:00 | DK1 | 0 | 1730.25 | 995.5833 | 2725.8333 | 2725.8333
2023-11-02 04:00 | DK1 | 0 | 1540.125 | 1006.5417 | 2546.6667 | 2546.6667
2023-11-02 05:00 | DK1 | 0 | 1349.75 | 983.0833 | 2332.8333 | 2332.8333
2023-11-02 06:00 | DK1 | 0.24292 | 1111.9166 | 990.7083 | 2102.8679 | 2102.6249
2023-11-02 07:00 | DK1 | 10.4329 | 1252.5834 | 1027.9166 | 2290.9329 | 2280.5
2023-11-02 08:00 | DK1 | 72.1212 | 1537.2084 | 1021.5 | 2630.8296 | 2558.7084
2023-11-02 09:00 | DK1 | 167.0838 | 1787.3334 | 1002.5417 | 2956.9588 | 2789.8751
2023-11-02 10:00 | DK1 | 169.0708 | 2023.9166 | 1078.4584 | 3271.4458 | 3102.375
2023-11-02 11:00 | DK1 | 175.94 | 2246.625 | 1105.125 | 3527.69 | 3351.75
2023-11-02 12:00 | DK1 | 124.645 | 2530.6667 | 1094.3334 | 3749.6451 | 3625.0001
2023-11-02 13:00 | DK1 | 88.3025 | 2748.4583 | 1115.9166 | 3952.6774 | 3864.3749
2023-11-02 14:00 | DK1 | 82.9746 | 2797.9167 | 1108.2916 | 3989.183 | 3906.2084
2023-11-02 15:00 | DK1 | 70.9892 | 2803.9583 | 1110.4166 | 3985.364 | 3914.3749
2023-11-02 16:00 | DK1 | 48.2875 | 2763.9167 | 1097.0416 | 3909.2459 | 3860.9584
2023-11-02 17:00 | DK1 | 0 | 2802.6667 | 1099.1666 | 3901.8334 | 3901.8334
2023-11-02 18:00 | DK1 | 0 | 2788.5417 | 1101.625 | 3890.1667 | 3890.1667
2023-11-02 19:00 | DK1 | 0 | 2977.2917 | 1102.25 | 4079.5417 | 4079.5417
2023-11-02 20:00 | DK1 | 0 | 2880.9583 | 1095.75 | 3976.7083 | 3976.7083
2023-11-02 21:00 | DK1 | 0 | 2909.4583 | 1019.3333 | 3928.7916 | 3928.7916
2023-11-02 22:00 | DK1 | 0 | 2751.5417 | 1031.8334 | 3783.3751 | 3783.3751
2023-11-02 23:00 | DK1 | 0 | 2645.6667 | 1033.2916 | 3678.9584 | 3678.9584
2023-11-03 | DK1 | 0 | 2649.125 | 1097.9166 | 3747.0416 | 3747.0416
2023-11-03 01:00 | DK1 | 0 | 2494.625 | 1098.2084 | 3592.8334 | 3592.8334
2023-11-03 02:00 | DK1 | 0 | 2259.125 | 1094.5834 | 3353.7084 | 3353.7084
2023-11-03 03:00 | DK1 | 0 | 2078 | 1045.4166 | 3123.4166 | 3123.4166
2023-11-03 04:00 | DK1 | 0 | 1928.7084 | 1084.5 | 3013.2084 | 3013.2084
2023-11-03 05:00 | DK1 | 0.000417 | 1711.2916 | 1087.1666 | 2798.4587 | 2798.4583
2023-11-03 06:00 | DK1 | 0.14583 | 1616.9166 | 1009.6667 | 2626.7291 | 2626.5833
2023-11-03 07:00 | DK1 | 6.7354 | 1846.0416 | 1076.1666 | 2928.9437 | 2922.2083
2023-11-03 08:00 | DK1 | 48.5542 | 1917.7084 | 1075.6666 | 3041.9292 | 2993.375
2023-11-03 09:00 | DK1 | 152.1417 | 1906.875 | 1068.4166 | 3127.4333 | 2975.2916
2023-11-03 10:00 | DK1 | 201.0821 | 2145.1667 | 1068.75 | 3414.9988 | 3213.9167
2023-11-03 11:00 | DK1 | 232.9071 | 2243.75 | 1056.625 | 3533.2821 | 3300.375
2023-11-03 12:00 | DK1 | 169.9683 | 2175.1667 | 1020.9583 | 3366.0934 | 3196.1251
2023-11-03 13:00 | DK1 | 161.2433 | 2191.1667 | 981.2917 | 3333.7018 | 3172.4584
2023-11-03 14:00 | DK1 | 100.035 | 2168.5417 | 1004.375 | 3272.9518 | 3172.9167
2023-11-03 15:00 | DK1 | 66.7538 | 2051.375 | 1052.1666 | 3170.2954 | 3103.5416
2023-11-03 16:00 | DK1 | 18.1579 | 1979.7916 | 1031.3334 | 3029.2829 | 3011.125
2023-11-03 17:00 | DK1 | 0 | 1942.0834 | 1032.125 | 2974.2084 | 2974.2084
2023-11-03 18:00 | DK1 | 0 | 1634.5834 | 997.0833 | 2631.6667 | 2631.6667
2023-11-03 19:00 | DK1 | 0 | 1891.7916 | 1007.9167 | 2899.7083 | 2899.7083
2023-11-03 20:00 | DK1 | 0 | 1868.625 | 971.0417 | 2839.6667 | 2839.6667
2023-11-03 21:00 | DK1 | 0 | 1544.9584 | 886.375 | 2431.3334 | 2431.3334
2023-11-03 22:00 | DK1 | 0 | 1470.4166 | 936.125 | 2406.5416 | 2406.5416
2023-11-03 23:00 | DK1 | 0 | 1477.9584 | 910.625 | 2388.5834 | 2388.5834
2023-11-04 | DK1 | 0 | 1312.8334 | 780.625 | 2093.4584 | 2093.4584
2023-11-04 01:00 | DK1 | 0 | 1354.2084 | 780.1667 | 2134.3751 | 2134.3751
2023-11-04 02:00 | DK1 | 0 | 1364.625 | 680.5417 | 2045.1667 | 2045.1667
2023-11-04 03:00 | DK1 | 0 | 1322.0834 | 696.0833 | 2018.1667 | 2018.1667
2023-11-04 04:00 | DK1 | 0 | 1292.6666 | 839.4583 | 2132.1249 | 2132.1249
2023-11-04 05:00 | DK1 | 0.00125 | 1300.25 | 912.6667 | 2212.9179 | 2212.9167
2023-11-04 06:00 | DK1 | 0.12417 | 1214.4584 | 901.375 | 2115.9575 | 2115.8334
2023-11-04 07:00 | DK1 | 6.5779 | 1232.3334 | 843.2083 | 2082.1196 | 2075.5417
2023-11-04 08:00 | DK1 | 50.1175 | 1222.4584 | 887 | 2159.5759 | 2109.4584
2023-11-04 09:00 | DK1 | 108.8717 | 1071.2916 | 844.0417 | 2024.205 | 1915.3333
2023-11-04 10:00 | DK1 | 149.9396 | 1052.2916 | 854.3333 | 2056.5645 | 1906.6249
2023-11-04 11:00 | DK1 | 158.9679 | 1028.6666 | 909.8333 | 2097.4678 | 1938.4999
2023-11-04 12:00 | DK1 | 124.3792 | 1121.5834 | 866.7083 | 2112.6709 | 1988.2917
2023-11-04 13:00 | DK1 | 126.8 | 1092.9584 | 818.375 | 2038.1334 | 1911.3334
2023-11-04 14:00 | DK1 | 90.2867 | 1025.75 | 847.4583 | 1963.495 | 1873.2083
2023-11-04 15:00 | DK1 | 29.7296 | 1025.6666 | 754.4167 | 1809.8129 | 1780.0833
2023-11-04 16:00 | DK1 | 0.74708 | 1127.1666 | 804.625 | 1932.5387 | 1931.7916
2023-11-04 17:00 | DK1 | 0 | 1172.6666 | 818.4583 | 1991.1249 | 1991.1249
2023-11-04 18:00 | DK1 | 0 | 1238.4584 | 1034.3334 | 2272.7917 | 2272.7917
2023-11-04 19:00 | DK1 | 0 | 1390.375 | 1017.7083 | 2408.0833 | 2408.0833
2023-11-04 20:00 | DK1 | 0 | 1372.625 | 1052.6666 | 2425.2916 | 2425.2916
2023-11-04 21:00 | DK1 | 0 | 1413.4166 | 1086 | 2499.4166 | 2499.4166
2023-11-04 22:00 | DK1 | 0 | 1404.125 | 1023.5 | 2427.625 | 2427.625
2023-11-04 23:00 | DK1 | 0 | 1439.5834 | 1034.9166 | 2474.5 | 2474.5
2023-11-05 | DK1 | 0 | 1461.8334 | 1085.9166 | 2547.75 | 2547.75
2023-11-05 01:00 | DK1 | 0 | 1493.375 | 1086.375 | 2579.75 | 2579.75
2023-11-05 02:00 | DK1 | 0 | 1450.0416 | 1046.9584 | 2497 | 2497
2023-11-05 03:00 | DK1 | 0 | 1430.875 | 1042.5 | 2473.375 | 2473.375
2023-11-05 04:00 | DK1 | 0 | 1285.5 | 929.4167 | 2214.9167 | 2214.9167
2023-11-05 05:00 | DK1 | 0.002083 | 1211.7916 | 866.125 | 2077.9187 | 2077.9166
2023-11-05 06:00 | DK1 | 0.024583 | 1107.2916 | 809.2083 | 1916.5245 | 1916.4999
2023-11-05 07:00 | DK1 | 1.4117 | 1099.5416 | 814.0417 | 1914.995 | 1913.5833
2023-11-05 08:00 | DK1 | 15.7333 | 1102.2084 | 801.7917 | 1919.7334 | 1904.0001
2023-11-05 09:00 | DK1 | 65.0654 | 924.0833 | 526.0417 | 1515.1904 | 1450.125
2023-11-05 10:00 | DK1 | 145.2162 | 778.9583 | 515.75 | 1439.9246 | 1294.7083
2023-11-05 11:00 | DK1 | 188.8525 | 632.0833 | 599.9583 | 1420.8941 | 1232.0416
2023-11-05 12:00 | DK1 | 208.2296 | 462.5417 | 571.875 | 1242.6462 | 1034.4167
2023-11-05 13:00 | DK1 | 160.0242 | 330.0833 | 441.7917 | 931.8992 | 771.875
2023-11-05 14:00 | DK1 | 119.6896 | 262.7083 | 332.2083 | 714.6063 | 594.9167
2023-11-05 15:00 | DK1 | 49.9233 | 220.8333 | 291.0417 | 561.7983 | 511.875
2023-11-05 16:00 | DK1 | 3.5296 | 236.25 | 263.125 | 502.9046 | 499.375
2023-11-05 17:00 | DK1 | 0 | 220.4167 | 248.0417 | 468.4583 | 468.4583
2023-11-05 18:00 | DK1 | 0 | 261.875 | 237.4167 | 499.2917 | 499.2917
2023-11-05 19:00 | DK1 | 0 | 291.9583 | 260.8333 | 552.7917 | 552.7917
2023-11-05 20:00 | DK1 | 0 | 264.5 | 163.6667 | 428.1667 | 428.1667
2023-11-05 21:00 | DK1 | 0 | 258 | 48.7083 | 306.7083 | 306.7083
2023-11-05 22:00 | DK1 | 0 | 263.9167 | 34.5417 | 298.4583 | 298.4583
2023-11-05 23:00 | DK1 | 0 | 271.9583 | 46.875 | 318.8333 | 318.8333
2023-11-06 | DK1 | 0 | 233.0417 | 125.625 | 358.6667 | 358.6667
2023-11-06 01:00 | DK1 | 0 | 256.25 | 151.4167 | 407.6667 | 407.6667
2023-11-06 02:00 | DK1 | 0 | 375 | 533.2083 | 908.2083 | 908.2083
2023-11-06 03:00 | DK1 | 0 | 448.375 | 576 | 1024.375 | 1024.375
2023-11-06 04:00 | DK1 | 0 | 485.375 | 557.4167 | 1042.7917 | 1042.7917
2023-11-06 05:00 | DK1 | 0.002083 | 603.125 | 617.5833 | 1220.7104 | 1220.7083
2023-11-06 06:00 | DK1 | 0.044583 | 818.4167 | 622.0417 | 1440.503 | 1440.4584
2023-11-06 07:00 | DK1 | 4.0042 | 1078.625 | 696.9583 | 1779.5875 | 1775.5833
2023-11-06 08:00 | DK1 | 46.5537 | 1213.0834 | 648.125 | 1907.7621 | 1861.2084
2023-11-06 09:00 | DK1 | 183.3729 | 1212.1666 | 574.8333 | 1970.3728 | 1786.9999
2023-11-06 10:00 | DK1 | 266.8192 | 1138.4584 | 556.0833 | 1961.3608 | 1694.5417
2023-11-06 11:00 | DK1 | 501.6279 | 1311.2916 | 380.2917 | 2193.2112 | 1691.5833
2023-11-06 12:00 | DK1 | 491.6162 | 1238.0834 | 657.25 | 2386.9496 | 1895.3334
2023-11-06 13:00 | DK1 | 368.9504 | 1168.875 | 638.2917 | 2176.1171 | 1807.1667
2023-11-06 14:00 | DK1 | 292.6783 | 837.1667 | 413.2083 | 1543.0534 | 1250.375
2023-11-06 15:00 | DK1 | 136.0075 | 612 | 363.7083 | 1111.7159 | 975.7083
2023-11-06 16:00 | DK1 | 27.3542 | 520.1667 | 257 | 804.5209 | 777.1667
2023-11-06 17:00 | DK1 | 2.5475 | 413.5833 | 233.1667 | 649.2975 | 646.75
2023-11-06 18:00 | DK1 | 3.4683 | 344.9167 | 277.5 | 625.885 | 622.4167
2023-11-06 19:00 | DK1 | 2.9929 | 376.625 | 204.375 | 583.9929 | 581
2023-11-06 20:00 | DK1 | 2.5254 | 413.0833 | 236.7917 | 652.4004 | 649.875
2023-11-06 21:00 | DK1 | 1.9629 | 522.2917 | 344.0417 | 868.2963 | 866.3333
2023-11-06 22:00 | DK1 | 1.5546 | 531.1667 | 295.3333 | 828.0546 | 826.5
2023-11-06 23:00 | DK1 | 0.715 | 557.7083 | 364.7917 | 923.215 | 922.5
2023-11-07 | DK1 | 0.585 | 524.9583 | 268.25 | 793.7933 | 793.2083
2023-11-07 01:00 | DK1 | 0.10375 | 513.625 | 353.5833 | 867.3121 | 867.2083
2023-11-07 02:00 | DK1 | 0.090417 | 492.875 | 322.5833 | 815.5488 | 815.4583
2023-11-07 03:00 | DK1 | 0.090417 | 504.875 | 336.5833 | 841.5488 | 841.4583
2023-11-07 04:00 | DK1 | 0.090417 | 469 | 342.875 | 811.9654 | 811.875
2023-11-07 05:00 | DK1 | 0.093333 | 440.0833 | 263.25 | 703.4267 | 703.3333
2023-11-07 06:00 | DK1 | 0.11542 | 454.7083 | 320 | 774.8238 | 774.7083
2023-11-07 07:00 | DK1 | 3.6433 | 551.125 | 376.2083 | 930.9767 | 927.3333
2023-11-07 08:00 | DK1 | 60.7675 | 560.4583 | 411.3333 | 1032.5592 | 971.7917
2023-11-07 09:00 | DK1 | 218.3412 | 488.75 | 395.2917 | 1102.3829 | 884.0417
2023-11-07 10:00 | DK1 | 332.9983 | 415.625 | 263.875 | 1012.4983 | 679.5
2023-11-07 11:00 | DK1 | 409.8079 | 423.0417 | 326.2917 | 1159.1412 | 749.3333
2023-11-07 12:00 | DK1 | 464.2329 | 470 | 282.4583 | 1216.6913 | 752.4583
2023-11-07 13:00 | DK1 | 351.6167 | 577.625 | 374 | 1303.2417 | 951.625
2023-11-07 14:00 | DK1 | 182.9662 | 528.125 | 589.9167 | 1301.0079 | 1118.0417
2023-11-07 15:00 | DK1 | 94.2796 | 562.125 | 766.875 | 1423.2796 | 1329
2023-11-07 16:00 | DK1 | 1.8175 | 561.4167 | 840.1667 | 1403.4009 | 1401.5834
2023-11-07 17:00 | DK1 | 0 | 621.3333 | 823.125 | 1444.4583 | 1444.4583
2023-11-07 18:00 | DK1 | 0 | 697.2917 | 853.4583 | 1550.75 | 1550.75
2023-11-07 19:00 | DK1 | 0 | 746.9583 | 753.7917 | 1500.75 | 1500.75
2023-11-07 20:00 | DK1 | 0 | 709.375 | 567.5 | 1276.875 | 1276.875
2023-11-07 21:00 | DK1 | 0 | 678.125 | 578.2083 | 1256.3333 | 1256.3333
2023-11-07 22:00 | DK1 | 0 | 596.9167 | 382.875 | 979.7917 | 979.7917
2023-11-07 23:00 | DK1 | 0 | 626.5833 | 555.625 | 1182.2083 | 1182.2083
2023-11-08 | DK1 | 0 | 633.0417 | 614.25 | 1247.2917 | 1247.2917
2023-11-08 01:00 | DK1 | 0 | 628.3333 | 596.6667 | 1225 | 1225
2023-11-08 02:00 | DK1 | 0 | 625.9583 | 613.8333 | 1239.7916 | 1239.7916
2023-11-08 03:00 | DK1 | 0 | 579.4583 | 716.625 | 1296.0833 | 1296.0833
2023-11-08 04:00 | DK1 | 0 | 473.6667 | 804.375 | 1278.0417 | 1278.0417
2023-11-08 05:00 | DK1 | 0.00375 | 435.625 | 790.7083 | 1226.3371 | 1226.3333
2023-11-08 06:00 | DK1 | 0.017917 | 436.75 | 676.3333 | 1113.1012 | 1113.0833
2023-11-08 07:00 | DK1 | 3.1346 | 554.3333 | 751.5833 | 1309.0512 | 1305.9166
2023-11-08 08:00 | DK1 | 41.4738 | 611.4583 | 623.75 | 1276.6821 | 1235.2083
2023-11-08 09:00 | DK1 | 195.3288 | 495.2083 | 715.5833 | 1406.1204 | 1210.7917
2023-11-08 10:00 | DK1 | 341.8588 | 423.7083 | 593.4167 | 1358.9838 | 1017.125
2023-11-08 11:00 | DK1 | 496.5738 | 459.4167 | 577.2917 | 1533.2821 | 1036.7083
2023-11-08 12:00 | DK1 | 544.4192 | 460.3333 | 412.75 | 1417.5025 | 873.0833
2023-11-08 13:00 | DK1 | 484.6608 | 458.2083 | 355.3333 | 1298.2025 | 813.5417
2023-11-08 14:00 | DK1 | 298.9604 | 468.4583 | 494.375 | 1261.7938 | 962.8333
2023-11-08 15:00 | DK1 | 91.255 | 397.3333 | 571.375 | 1059.9633 | 968.7083
2023-11-08 16:00 | DK1 | 4.4667 | 437.25 | 431 | 872.7167 | 868.25
2023-11-08 17:00 | DK1 | 0 | 576.4583 | 681.0833 | 1257.5416 | 1257.5416
2023-11-08 18:00 | DK1 | 0 | 824.9583 | 893.1667 | 1718.125 | 1718.125
2023-11-08 19:00 | DK1 | 0 | 1330.125 | 858.375 | 2188.5 | 2188.5
2023-11-08 20:00 | DK1 | 0 | 1720 | 966.0417 | 2686.0417 | 2686.0417
2023-11-08 21:00 | DK1 | 0 | 2078.5 | 989.5417 | 3068.0417 | 3068.0417
2023-11-08 22:00 | DK1 | 0 | 2376.0417 | 1110.7084 | 3486.7501 | 3486.7501
2023-11-08 23:00 | DK1 | 0 | 2558.625 | 987.625 | 3546.25 | 3546.25
2023-11-09 | DK1 | 0 | 2431.5833 | 589.625 | 3021.2083 | 3021.2083
2023-11-09 01:00 | DK1 | 0 | 1968.5834 | 565 | 2533.5834 | 2533.5834
2023-11-09 02:00 | DK1 | 0 | 1415.7916 | 541.5417 | 1957.3333 | 1957.3333
2023-11-09 03:00 | DK1 | 0 | 857.25 | 459.4583 | 1316.7083 | 1316.7083
2023-11-09 04:00 | DK1 | 0 | 479.625 | 378.875 | 858.5 | 858.5
2023-11-09 05:00 | DK1 | 0.00375 | 286.3333 | 357.6667 | 644.0037 | 644
2023-11-09 06:00 | DK1 | 0.009583 | 159.9167 | 350.25 | 510.1763 | 510.1667
2023-11-09 07:00 | DK1 | 1.3442 | 123.7917 | 305.375 | 430.5108 | 429.1667
2023-11-09 08:00 | DK1 | 15.7983 | 141.125 | 224.0833 | 381.0067 | 365.2083
2023-11-09 09:00 | DK1 | 49.0767 | 109.625 | 160.5833 | 319.285 | 270.2083
2023-11-09 10:00 | DK1 | 89.2533 | 109.7917 | 83.2917 | 282.3367 | 193.0833
2023-11-09 11:00 | DK1 | 124.1846 | 82 | 12.5417 | 218.7263 | 94.5417
2023-11-09 12:00 | DK1 | 175.7433 | 66.25 | 10.2083 | 252.2017 | 76.4583
2023-11-09 13:00 | DK1 | 190.7158 | 54.7083 | 11.625 | 257.0492 | 66.3333
2023-11-09 14:00 | DK1 | 166.3854 | 55.9167 | 17.625 | 239.9271 | 73.5417
2023-11-09 15:00 | DK1 | 105.0704 | 62.2083 | 25.75 | 193.0288 | 87.9583
2023-11-09 16:00 | DK1 | 4.0412 | 88.0417 | 24.9167 | 116.9996 | 112.9583
2023-11-09 17:00 | DK1 | 0 | 110.75 | 119.1667 | 229.9167 | 229.9167
2023-11-09 18:00 | DK1 | 0 | 162.7083 | 187.2917 | 350 | 350
2023-11-09 19:00 | DK1 | 0 | 254.875 | 199.625 | 454.5 | 454.5
2023-11-09 20:00 | DK1 | 0 | 344.5833 | 394 | 738.5833 | 738.5833
2023-11-09 21:00 | DK1 | 0 | 490.1667 | 630.7083 | 1120.875 | 1120.875
2023-11-09 22:00 | DK1 | 0 | 701.9167 | 715.8333 | 1417.75 | 1417.75
2023-11-09 23:00 | DK1 | 0 | 803.125 | 733.5833 | 1536.7083 | 1536.7083
2023-11-10 | DK1 | 0 | 842.125 | 517.0417 | 1359.1667 | 1359.1667
2023-11-10 01:00 | DK1 | 0 | 958.0417 | 223.7917 | 1181.8334 | 1181.8334
2023-11-10 02:00 | DK1 | 0 | 895.1667 | 148.7917 | 1043.9584 | 1043.9584
2023-11-10 03:00 | DK1 | 0 | 767.25 | 130.0833 | 897.3333 | 897.3333
2023-11-10 04:00 | DK1 | 0 | 649.1667 | 176.7083 | 825.875 | 825.875
2023-11-10 05:00 | DK1 | 0.004583 | 567.5833 | 269.25 | 836.8379 | 836.8333
2023-11-10 06:00 | DK1 | 0.009583 | 467.9167 | 344.0417 | 811.9679 | 811.9583
2023-11-10 07:00 | DK1 | 1.895 | 459.0417 | 386.5 | 847.4367 | 845.5417
2023-11-10 08:00 | DK1 | 27.0642 | 478.6667 | 446.9167 | 952.6475 | 925.5833
2023-11-10 09:00 | DK1 | 86.2487 | 373.6667 | 367.25 | 827.1654 | 740.9167
2023-11-10 10:00 | DK1 | 198.1821 | 346.875 | 323.0417 | 868.0987 | 669.9167
2023-11-10 11:00 | DK1 | 250.5488 | 358.4167 | 203.2917 | 812.2571 | 561.7083
2023-11-10 12:00 | DK1 | 346.8308 | 420.625 | 235.0417 | 1002.4975 | 655.6667
2023-11-10 13:00 | DK1 | 248.7442 | 388.4167 | 275.75 | 912.9108 | 664.1667
2023-11-10 14:00 | DK1 | 200.3687 | 329.9583 | 315.75 | 846.0771 | 645.7083
2023-11-10 15:00 | DK1 | 77.9587 | 299.4167 | 470.0833 | 847.4587 | 769.5
2023-11-10 16:00 | DK1 | 3.2079 | 323.4583 | 602.4583 | 929.1246 | 925.9167
2023-11-10 17:00 | DK1 | 0 | 341.25 | 562.9583 | 904.2083 | 904.2083
2023-11-10 18:00 | DK1 | 0 | 368.0833 | 413.75 | 781.8333 | 781.8333
2023-11-10 19:00 | DK1 | 0 | 448.0833 | 307.5 | 755.5833 | 755.5833
2023-11-10 20:00 | DK1 | 0 | 436.4583 | 212.375 | 648.8333 | 648.8333
2023-11-10 21:00 | DK1 | 0 | 403.7917 | 199.4583 | 603.25 | 603.25
2023-11-10 22:00 | DK1 | 0 | 348.9167 | 259.75 | 608.6667 | 608.6667
2023-11-10 23:00 | DK1 | 0 | 297.875 | 222.875 | 520.75 | 520.75
2023-11-11 | DK1 | 0 | 232.0833 | 187.2083 | 419.2917 | 419.2917
2023-11-11 01:00 | DK1 | 0 | 198.2083 | 67.4583 | 265.6667 | 265.6667
2023-11-11 02:00 | DK1 | 0 | 146.375 | 6.5 | 152.875 | 152.875
2023-11-11 03:00 | DK1 | 0 | 98.7917 | 36.25 | 135.0417 | 135.0417
2023-11-11 04:00 | DK1 | 0 | 99.8333 | 25.875 | 125.7083 | 125.7083
2023-11-11 05:00 | DK1 | 0.004583 | 118.9167 | 65.5417 | 184.4629 | 184.4583
2023-11-11 06:00 | DK1 | 0.009583 | 117.1667 | 77.25 | 194.4262 | 194.4167
2023-11-11 07:00 | DK1 | 1.7733 | 154.1667 | 78.6667 | 234.6067 | 232.8333
2023-11-11 08:00 | DK1 | 25.1596 | 224.125 | 112.5833 | 361.8679 | 336.7083
2023-11-11 09:00 | DK1 | 96.6783 | 190.1667 | 96.0833 | 382.9283 | 286.25
2023-11-11 10:00 | DK1 | 163.2692 | 158.6667 | 83.625 | 405.5608 | 242.2917
2023-11-11 11:00 | DK1 | 217.0525 | 120.5833 | 46.5 | 384.1358 | 167.0833
2023-11-11 12:00 | DK1 | 225.1929 | 136 | 23.7083 | 384.9013 | 159.7083
2023-11-11 13:00 | DK1 | 180.6108 | 141.9167 | 30.0833 | 352.6108 | 172
2023-11-11 14:00 | DK1 | 143.3292 | 135.375 | 25.5 | 304.2042 | 160.875
2023-11-11 15:00 | DK1 | 63.5083 | 128.4167 | 19.1667 | 211.0917 | 147.5833
2023-11-11 16:00 | DK1 | 4.3654 | 148.25 | 27.5833 | 180.1988 | 175.8333
2023-11-11 17:00 | DK1 | 0 | 155.125 | 16.375 | 171.5 | 171.5
2023-11-11 18:00 | DK1 | 0 | 138.75 | 10.875 | 149.625 | 149.625
2023-11-11 19:00 | DK1 | 0 | 144.7083 | 12.75 | 157.4583 | 157.4583
2023-11-11 20:00 | DK1 | 0 | 106.5 | 31.375 | 137.875 | 137.875
2023-11-11 21:00 | DK1 | 0 | 88.125 | 34.9583 | 123.0833 | 123.0833
2023-11-11 22:00 | DK1 | 0 | 79.3333 | 54 | 133.3333 | 133.3333
2023-11-11 23:00 | DK1 | 0 | 75.9583 | 48.2083 | 124.1667 | 124.1667
2023-11-12 | DK1 | 0 | 45.5 | 61.375 | 106.875 | 106.875
2023-11-12 01:00 | DK1 | 0 | 49.125 | 101 | 150.125 | 150.125
2023-11-12 02:00 | DK1 | 0 | 26.0417 | 105.7917 | 131.8333 | 131.8333
2023-11-12 03:00 | DK1 | 0 | 40.6667 | 96.1667 | 136.8333 | 136.8333
2023-11-12 04:00 | DK1 | 0 | 53.9167 | 92.5417 | 146.4583 | 146.4583
2023-11-12 05:00 | DK1 | 0.005417 | 48.8333 | 146.0417 | 194.8804 | 194.875
2023-11-12 06:00 | DK1 | 0.009583 | 63.4167 | 164.5417 | 227.9679 | 227.9583
2023-11-12 07:00 | DK1 | 1.4079 | 77.8333 | 142.2917 | 221.5329 | 220.125
2023-11-12 08:00 | DK1 | 21.8908 | 85.875 | 142.125 | 249.8908 | 228
2023-11-12 09:00 | DK1 | 80.9587 | 105.1667 | 145.0833 | 331.2087 | 250.25
2023-11-12 10:00 | DK1 | 159.5225 | 88.2917 | 108.25 | 356.0642 | 196.5417
2023-11-12 11:00 | DK1 | 230.7421 | 68.3333 | 85.2083 | 384.2838 | 153.5417
2023-11-12 12:00 | DK1 | 266.5479 | 41.7917 | 36.7083 | 345.0479 | 78.5
2023-11-12 13:00 | DK1 | 280.7538 | 32.75 | 44.8333 | 358.3371 | 77.5833
2023-11-12 14:00 | DK1 | 192.5217 | 34.4167 | 67.125 | 294.0633 | 101.5417
2023-11-12 15:00 | DK1 | 82.5017 | 33.375 | 89.125 | 205.0017 | 122.5
2023-11-12 16:00 | DK1 | 8.1104 | 56.4583 | 3.75 | 68.3187 | 60.2083
2023-11-12 17:00 | DK1 | 0 | 64.5833 | 7.125 | 71.7083 | 71.7083
2023-11-12 18:00 | DK1 | 0 | 75.125 | 11.125 | 86.25 | 86.25
2023-11-12 19:00 | DK1 | 0 | 59.7083 | 0.041667 | 59.75 | 59.75
2023-11-12 20:00 | DK1 | 0 | 65.4583 | 0 | 65.4583 | 65.4583
2023-11-12 21:00 | DK1 | 0 | 57 | 7 | 64 | 64
2023-11-12 22:00 | DK1 | 0 | 24.25 | 23.6667 | 47.9167 | 47.9167
2023-11-12 23:00 | DK1 | 0 | 40.2083 | 23.5833 | 63.7917 | 63.7917
2023-11-13 | DK1 | 0 | 23.6667 | 12.875 | 36.5417 | 36.5417
2023-11-13 01:00 | DK1 | 0 | 34.7917 | 9.0417 | 43.8333 | 43.8333
2023-11-13 02:00 | DK1 | 0 | 39.7083 | 16.3333 | 56.0417 | 56.0417
2023-11-13 03:00 | DK1 | 0 | 70.5833 | 26.7917 | 97.375 | 97.375
2023-11-13 04:00 | DK1 | 0 | 104.4583 | 37.9583 | 142.4167 | 142.4167
2023-11-13 05:00 | DK1 | 0.00625 | 119.6667 | 74.5 | 194.1729 | 194.1667
2023-11-13 06:00 | DK1 | 0.009583 | 148.625 | 98.9167 | 247.5512 | 247.5417
2023-11-13 07:00 | DK1 | 1.7725 | 266.6667 | 151 | 419.4392 | 417.6667
2023-11-13 08:00 | DK1 | 26.5833 | 366.0417 | 190.5833 | 583.2083 | 556.625
2023-11-13 09:00 | DK1 | 89.3279 | 387.7083 | 281 | 758.0363 | 668.7083
2023-11-13 10:00 | DK1 | 190.7471 | 401.875 | 335.1667 | 927.7887 | 737.0417
2023-11-13 11:00 | DK1 | 278.555 | 646.9167 | 530.75 | 1456.2217 | 1177.6667
2023-11-13 12:00 | DK1 | 235.4771 | 886.8333 | 765.5 | 1887.8104 | 1652.3333
2023-11-13 13:00 | DK1 | 235.1138 | 1196.1666 | 901.5 | 2332.7804 | 2097.6666
2023-11-13 14:00 | DK1 | 161.1037 | 1410.0834 | 953.5833 | 2524.7704 | 2363.6667
2023-11-13 15:00 | DK1 | 20.9492 | 1774.875 | 1048.2084 | 2844.0325 | 2823.0834
2023-11-13 16:00 | DK1 | 0 | 2261.5833 | 1099.4584 | 3361.0416 | 3361.0416
2023-11-13 17:00 | DK1 | 0 | 2490.4167 | 1096.25 | 3586.6667 | 3586.6667
2023-11-13 18:00 | DK1 | 0 | 2706.875 | 1122.1666 | 3829.0416 | 3829.0416
2023-11-13 19:00 | DK1 | 0 | 3000 | 1119.375 | 4119.375 | 4119.375
2023-11-13 20:00 | DK1 | 0 | 2888.0417 | 1100.4584 | 3988.5001 | 3988.5001
2023-11-13 21:00 | DK1 | 0 | 2756.1667 | 1002.75 | 3758.9167 | 3758.9167
2023-11-13 22:00 | DK1 | 0 | 2581.875 | 864.0417 | 3445.9167 | 3445.9167
2023-11-13 23:00 | DK1 | 0 | 2439.875 | 543.7917 | 2983.6667 | 2983.6667
2023-11-14 | DK1 | 0 | 2366.375 | 674.1667 | 3040.5417 | 3040.5417
2023-11-14 01:00 | DK1 | 0 | 2499.9167 | 677.25 | 3177.1667 | 3177.1667
2023-11-14 02:00 | DK1 | 0 | 2391.625 | 710.7917 | 3102.4167 | 3102.4167
2023-11-14 03:00 | DK1 | 0 | 2499.75 | 599.25 | 3099 | 3099
2023-11-14 04:00 | DK1 | 0 | 2550.0417 | 496.375 | 3046.4167 | 3046.4167
2023-11-14 05:00 | DK1 | 0.00625 | 2611.1667 | 565.0833 | 3176.2563 | 3176.2501
2023-11-14 06:00 | DK1 | 0.009583 | 2507.8333 | 598.125 | 3105.9678 | 3105.9583
2023-11-14 07:00 | DK1 | 0.71375 | 2586.2083 | 682.0833 | 3269.0053 | 3268.2916
2023-11-14 08:00 | DK1 | 10.3 | 2799 | 761.5417 | 3570.8417 | 3560.5417
2023-11-14 09:00 | DK1 | 40.9921 | 2420.5417 | 782.875 | 3244.4088 | 3203.4167
2023-11-14 10:00 | DK1 | 83.0612 | 1993.9166 | 824.4583 | 2901.4362 | 2818.3749
2023-11-14 11:00 | DK1 | 110.1242 | 1843.2916 | 836.9167 | 2790.3325 | 2680.2083
2023-11-14 12:00 | DK1 | 149.6408 | 1806.8334 | 887.875 | 2844.3492 | 2694.7084
2023-11-14 13:00 | DK1 | 125.6254 | 1816.75 | 885.0417 | 2827.4171 | 2701.7917
2023-11-14 14:00 | DK1 | 64.0721 | 1665.3334 | 998.4583 | 2727.8638 | 2663.7917
2023-11-14 15:00 | DK1 | 13.7988 | 1677.7084 | 1000.0417 | 2691.5488 | 2677.7501
2023-11-14 16:00 | DK1 | 0.20375 | 1711.25 | 1008.6667 | 2720.1204 | 2719.9167
2023-11-14 17:00 | DK1 | 0 | 1661.8334 | 982.125 | 2643.9584 | 2643.9584
2023-11-14 18:00 | DK1 | 0 | 1579.2916 | 926.0417 | 2505.3333 | 2505.3333
2023-11-14 19:00 | DK1 | 0 | 1538.375 | 901.125 | 2439.5 | 2439.5
2023-11-14 20:00 | DK1 | 0 | 1262.2084 | 830.8333 | 2093.0417 | 2093.0417
2023-11-14 21:00 | DK1 | 0 | 1059.4166 | 799.0417 | 1858.4583 | 1858.4583
2023-11-14 22:00 | DK1 | 0 | 900.2083 | 762.5 | 1662.7083 | 1662.7083
2023-11-14 23:00 | DK1 | 0 | 894.625 | 697.4583 | 1592.0833 | 1592.0833
2023-11-15 | DK1 | 0 | 732.2083 | 590.2083 | 1322.4166 | 1322.4166
2023-11-15 01:00 | DK1 | 0 | 683.625 | 538.1667 | 1221.7917 | 1221.7917
2023-11-15 02:00 | DK1 | 0 | 587.4583 | 436.2083 | 1023.6667 | 1023.6667
2023-11-15 03:00 | DK1 | 0 | 482.0417 | 311.0417 | 793.0833 | 793.0833
2023-11-15 04:00 | DK1 | 0 | 344.7917 | 245.0417 | 589.8333 | 589.8333
2023-11-15 05:00 | DK1 | 0.00625 | 266.9583 | 148.2917 | 415.2563 | 415.25
2023-11-15 06:00 | DK1 | 0.009583 | 203.3333 | 95.4583 | 298.8012 | 298.7917
2023-11-15 07:00 | DK1 | 1.1896 | 172 | 52.375 | 225.5646 | 224.375
2023-11-15 08:00 | DK1 | 19.2471 | 135.0417 | 38.875 | 193.1638 | 173.9167
2023-11-15 09:00 | DK1 | 85.8971 | 103.8333 | 29.375 | 219.1054 | 133.2083
2023-11-15 10:00 | DK1 | 181.8004 | 79.2917 | 37.25 | 298.3421 | 116.5417
2023-11-15 11:00 | DK1 | 251.7671 | 75.5417 | 41.4583 | 368.7671 | 117
2023-11-15 12:00 | DK1 | 211.4808 | 98 | 41.4583 | 350.9392 | 139.4583
2023-11-15 13:00 | DK1 | 123.3292 | 74.9167 | 54.5 | 252.7458 | 129.4167
2023-11-15 14:00 | DK1 | 58.78 | 65.9583 | 115.2917 | 240.03 | 181.25
2023-11-15 15:00 | DK1 | 15.1979 | 98 | 239.4583 | 352.6562 | 337.4583
2023-11-15 16:00 | DK1 | 0.12125 | 222 | 444.1667 | 666.2879 | 666.1667
2023-11-15 17:00 | DK1 | 0 | 392.75 | 572.7083 | 965.4583 | 965.4583
2023-11-15 18:00 | DK1 | 0 | 576.3333 | 611.3333 | 1187.6666 | 1187.6666
2023-11-15 19:00 | DK1 | 0 | 695.5417 | 675 | 1370.5417 | 1370.5417
2023-11-15 20:00 | DK1 | 0 | 772 | 709.3333 | 1481.3333 | 1481.3333
2023-11-15 21:00 | DK1 | 0 | 858.375 | 764.9167 | 1623.2917 | 1623.2917
2023-11-15 22:00 | DK1 | 0 | 916.875 | 805.0417 | 1721.9167 | 1721.9167
2023-11-15 23:00 | DK1 | 0 | 1146.9584 | 799.625 | 1946.5834 | 1946.5834
2023-11-16 | DK1 | 0 | 1237.1666 | 822.875 | 2060.0416 | 2060.0416
2023-11-16 01:00 | DK1 | 0 | 1453.1666 | 990.25 | 2443.4166 | 2443.4166
2023-11-16 02:00 | DK1 | 0 | 1515.4584 | 1027.2916 | 2542.75 | 2542.75
2023-11-16 03:00 | DK1 | 0 | 1571.1666 | 1004.3333 | 2575.4999 | 2575.4999
2023-11-16 04:00 | DK1 | 0 | 1543.5834 | 971.2083 | 2514.7917 | 2514.7917
2023-11-16 05:00 | DK1 | 0.007083 | 1496.5 | 919.25 | 2415.7571 | 2415.75
2023-11-16 06:00 | DK1 | 0.009583 | 1323.0834 | 816.3333 | 2139.4263 | 2139.4167
2023-11-16 07:00 | DK1 | 0.74333 | 1390.0834 | 873 | 2263.8267 | 2263.0834
2023-11-16 08:00 | DK1 | 13.1783 | 1414.0834 | 789.125 | 2216.3867 | 2203.2084
2023-11-16 09:00 | DK1 | 61.0246 | 1231.75 | 592.875 | 1885.6496 | 1824.625
2023-11-16 10:00 | DK1 | 144.3479 | 1128.25 | 506.0833 | 1778.6813 | 1634.3333
2023-11-16 11:00 | DK1 | 171.1542 | 1053.9166 | 475.8333 | 1700.9041 | 1529.75
2023-11-16 12:00 | DK1 | 138.1929 | 972.6667 | 464.5417 | 1575.4013 | 1437.2083
2023-11-16 13:00 | DK1 | 123.4829 | 946.125 | 521.0833 | 1590.6912 | 1467.2083
2023-11-16 14:00 | DK1 | 63.53 | 988.3333 | 537.125 | 1588.9883 | 1525.4583
2023-11-16 15:00 | DK1 | 17.7446 | 1049.25 | 463 | 1529.9946 | 1512.25
2023-11-16 16:00 | DK1 | 0.15625 | 1042.2084 | 511 | 1553.3646 | 1553.2084
2023-11-16 17:00 | DK1 | 0 | 1037.5416 | 490.0417 | 1527.5833 | 1527.5833
2023-11-16 18:00 | DK1 | 0 | 1053.7916 | 518.875 | 1572.6666 | 1572.6666
2023-11-16 19:00 | DK1 | 0 | 1173.0416 | 527.0833 | 1700.1249 | 1700.1249
2023-11-16 20:00 | DK1 | 0 | 1103.125 | 507.75 | 1610.875 | 1610.875
2023-11-16 21:00 | DK1 | 0 | 1084.2916 | 495.0417 | 1579.3333 | 1579.3333
2023-11-16 22:00 | DK1 | 0 | 1074.1666 | 509.0833 | 1583.25 | 1583.25
2023-11-16 23:00 | DK1 | 0 | 1135.7084 | 507.0417 | 1642.75 | 1642.75
2023-11-17 | DK1 | 0 | 1101.0834 | 542.4583 | 1643.5417 | 1643.5417
2023-11-17 01:00 | DK1 | 0 | 1127.7916 | 508.9167 | 1636.7083 | 1636.7083
2023-11-17 02:00 | DK1 | 0 | 1117.5 | 504.875 | 1622.375 | 1622.375
2023-11-17 03:00 | DK1 | 0 | 1077.1666 | 487.4583 | 1564.625 | 1564.625
2023-11-17 04:00 | DK1 | 0 | 912.6667 | 461 | 1373.6667 | 1373.6667
2023-11-17 05:00 | DK1 | 0.007083 | 830.4167 | 431.2917 | 1261.7154 | 1261.7083
2023-11-17 06:00 | DK1 | 0.009583 | 685.75 | 422.125 | 1107.8846 | 1107.875
2023-11-17 07:00 | DK1 | 0.77833 | 590.2083 | 448.0417 | 1039.0283 | 1038.25
2023-11-17 08:00 | DK1 | 14.0508 | 606.125 | 422.9167 | 1043.0925 | 1029.0417
2023-11-17 09:00 | DK1 | 65.6258 | 492.2083 | 400 | 957.8342 | 892.2083
2023-11-17 10:00 | DK1 | 122.8 | 411.5 | 313.2917 | 847.5917 | 724.7917
2023-11-17 11:00 | DK1 | 185.0708 | 343.125 | 226.5417 | 754.7375 | 569.6667
2023-11-17 12:00 | DK1 | 170.4996 | 297.625 | 169.25 | 637.3746 | 466.875
2023-11-17 13:00 | DK1 | 156.0417 | 240.875 | 113.75 | 510.6667 | 354.625
2023-11-17 14:00 | DK1 | 97.7663 | 193.125 | 101.625 | 392.5163 | 294.75
2023-11-17 15:00 | DK1 | 31.0017 | 146.875 | 47.3333 | 225.21 | 194.2083
2023-11-17 16:00 | DK1 | 0.76375 | 123.125 | 56.75 | 180.6387 | 179.875
2023-11-17 17:00 | DK1 | 0 | 88.7083 | 55.7083 | 144.4167 | 144.4167
2023-11-17 18:00 | DK1 | 0 | 68.4167 | 55.7917 | 124.2083 | 124.2083
2023-11-17 19:00 | DK1 | 0 | 66.875 | 55.6667 | 122.5417 | 122.5417
2023-11-17 20:00 | DK1 | 0 | 94.7083 | 61 | 155.7083 | 155.7083
2023-11-17 21:00 | DK1 | 0 | 112.0417 | 54.5417 | 166.5833 | 166.5833
2023-11-17 22:00 | DK1 | 0 | 191.0417 | 20.2917 | 211.3333 | 211.3333
2023-11-17 23:00 | DK1 | 0 | 72.625 | 45 | 117.625 | 117.625
2023-11-18 | DK1 | 0 | 36.2917 | 57.3333 | 93.625 | 93.625
2023-11-18 01:00 | DK1 | 0 | 34.4583 | 80.125 | 114.5833 | 114.5833
2023-11-18 02:00 | DK1 | 0 | 135.0417 | 101.2917 | 236.3333 | 236.3333
2023-11-18 03:00 | DK1 | 0 | 156.9583 | 165.6667 | 322.625 | 322.625
2023-11-18 04:00 | DK1 | 0 | 146.75 | 185.875 | 332.625 | 332.625
2023-11-18 05:00 | DK1 | 0.007083 | 174.2917 | 293.7917 | 468.0904 | 468.0833
2023-11-18 06:00 | DK1 | 0.009583 | 302.8333 | 444.9167 | 747.7596 | 747.75
2023-11-18 07:00 | DK1 | 1.1758 | 416.6667 | 498.625 | 916.4675 | 915.2917
2023-11-18 08:00 | DK1 | 21.0633 | 555.2083 | 616.4167 | 1192.6883 | 1171.625
2023-11-18 09:00 | DK1 | 148.2904 | 626.7917 | 657.2917 | 1432.3738 | 1284.0834
2023-11-18 10:00 | DK1 | 265.0592 | 652.1667 | 695.1667 | 1612.3925 | 1347.3334
2023-11-18 11:00 | DK1 | 417.6379 | 668.625 | 742.4583 | 1828.7212 | 1411.0833
2023-11-18 12:00 | DK1 | 507.4371 | 732.5417 | 772.4583 | 2012.4371 | 1505
2023-11-18 13:00 | DK1 | 327.76 | 926.2917 | 801.5 | 2055.5517 | 1727.7917
2023-11-18 14:00 | DK1 | 153.1 | 969.75 | 807.75 | 1930.6 | 1777.5
2023-11-18 15:00 | DK1 | 56.855 | 1192.2084 | 837.2083 | 2086.2717 | 2029.4167
2023-11-18 16:00 | DK1 | 0.041667 | 1470.5834 | 880.9167 | 2351.5417 | 2351.5001
2023-11-18 17:00 | DK1 | 0 | 1689.9166 | 914.375 | 2604.2916 | 2604.2916
2023-11-18 18:00 | DK1 | 0 | 1906.2084 | 939.5417 | 2845.7501 | 2845.7501
2023-11-18 19:00 | DK1 | 0 | 2082.25 | 975.5 | 3057.75 | 3057.75
2023-11-18 20:00 | DK1 | 0 | 1939.5416 | 1017.7917 | 2957.3333 | 2957.3333
2023-11-18 21:00 | DK1 | 0 | 2036.0834 | 1045.9584 | 3082.0417 | 3082.0417
2023-11-18 22:00 | DK1 | 0 | 2179.0417 | 1085.25 | 3264.2917 | 3264.2917
2023-11-18 23:00 | DK1 | 0 | 2379.75 | 1074.6666 | 3454.4166 | 3454.4166
2023-11-19 | DK1 | 0 | 2434.6667 | 1086.1666 | 3520.8334 | 3520.8334
2023-11-19 01:00 | DK1 | 0 | 2478.0417 | 1011.25 | 3489.2917 | 3489.2917
2023-11-19 02:00 | DK1 | 0 | 2554.7917 | 1113.25 | 3668.0417 | 3668.0417
2023-11-19 03:00 | DK1 | 0 | 2708 | 1020.7917 | 3728.7917 | 3728.7917
2023-11-19 04:00 | DK1 | 0 | 2582.0417 | 1050.625 | 3632.6667 | 3632.6667
2023-11-19 05:00 | DK1 | 0.007917 | 2451.7917 | 1018.9167 | 3470.7164 | 3470.7084
2023-11-19 06:00 | DK1 | 0.009583 | 2152.1667 | 985.25 | 3137.4263 | 3137.4167
2023-11-19 07:00 | DK1 | 0.18792 | 2204.0833 | 991.6667 | 3195.9379 | 3195.7499
2023-11-19 08:00 | DK1 | 3.2883 | 2232.2083 | 885.5 | 3120.9966 | 3117.7083
2023-11-19 09:00 | DK1 | 15.7317 | 2114.2083 | 635.875 | 2765.8149 | 2750.0833
2023-11-19 10:00 | DK1 | 39.6167 | 1827.4584 | 696.7917 | 2563.8667 | 2524.2501
2023-11-19 11:00 | DK1 | 79.2913 | 1654.5416 | 706.2917 | 2440.1246 | 2360.8333
2023-11-19 12:00 | DK1 | 118.5871 | 1442.4166 | 777.6667 | 2338.6704 | 2220.0833
2023-11-19 13:00 | DK1 | 99.0521 | 1323 | 755.8333 | 2177.8854 | 2078.8333
2023-11-19 14:00 | DK1 | 52.7388 | 1190.4584 | 871.6667 | 2114.8638 | 2062.1251
2023-11-19 15:00 | DK1 | 18.2412 | 1163.625 | 965.3333 | 2147.1996 | 2128.9583
2023-11-19 16:00 | DK1 | 0.065 | 1157.75 | 902.3333 | 2060.1483 | 2060.0833
2023-11-19 17:00 | DK1 | 0 | 1120.0834 | 774.5 | 1894.5834 | 1894.5834
2023-11-19 18:00 | DK1 | 0 | 1051.0834 | 653.5417 | 1704.6251 | 1704.6251
2023-11-19 19:00 | DK1 | 0 | 1076.4584 | 581.75 | 1658.2084 | 1658.2084
2023-11-19 20:00 | DK1 | 0 | 954.75 | 529.875 | 1484.625 | 1484.625
2023-11-19 21:00 | DK1 | 0 | 925.9583 | 406.375 | 1332.3333 | 1332.3333
2023-11-19 22:00 | DK1 | 0 | 826.875 | 392.8333 | 1219.7083 | 1219.7083
2023-11-19 23:00 | DK1 | 0 | 770.0417 | 355.8333 | 1125.875 | 1125.875
2023-11-20 | DK1 | 0 | 729.5417 | 352.5833 | 1082.125 | 1082.125
2023-11-20 01:00 | DK1 | 0 | 651.2917 | 354.4583 | 1005.75 | 1005.75
2023-11-20 02:00 | DK1 | 0 | 610.125 | 361.4583 | 971.5833 | 971.5833
2023-11-20 03:00 | DK1 | 0 | 619.75 | 344.7917 | 964.5417 | 964.5417
2023-11-20 04:00 | DK1 | 0 | 572.2083 | 344.9167 | 917.125 | 917.125
2023-11-20 05:00 | DK1 | 0.007917 | 552.2083 | 315.0417 | 867.2579 | 867.25
2023-11-20 06:00 | DK1 | 0.009583 | 471.9167 | 293.1667 | 765.0929 | 765.0833
2023-11-20 07:00 | DK1 | 0.2925 | 568.5 | 268.7083 | 837.5008 | 837.2083
2023-11-20 08:00 | DK1 | 6.7792 | 663.7917 | 302.5833 | 973.1542 | 966.375
2023-11-20 09:00 | DK1 | 30.5587 | 626.6667 | 342.5833 | 999.8088 | 969.25
2023-11-20 10:00 | DK1 | 75.4721 | 644 | 317.4583 | 1036.9304 | 961.4583
2023-11-20 11:00 | DK1 | 91.8596 | 625.25 | 313.2083 | 1030.3179 | 938.4583
2023-11-20 12:00 | DK1 | 109.0533 | 605.7083 | 306.4583 | 1021.22 | 912.1667
2023-11-20 13:00 | DK1 | 89.5762 | 630.8333 | 315.2083 | 1035.6179 | 946.0417
2023-11-20 14:00 | DK1 | 63.2896 | 648.0833 | 313.0417 | 1024.4146 | 961.125
2023-11-20 15:00 | DK1 | 18.2629 | 632.7083 | 298.8333 | 949.8046 | 931.5417
2023-11-20 16:00 | DK1 | 0.009167 | 696.7083 | 367.7083 | 1064.4258 | 1064.4167
2023-11-20 17:00 | DK1 | 0 | 754.5 | 378.3333 | 1132.8333 | 1132.8333
2023-11-20 18:00 | DK1 | 0 | 753.0417 | 379.5417 | 1132.5833 | 1132.5833
2023-11-20 19:00 | DK1 | 0 | 801.5833 | 407.6667 | 1209.25 | 1209.25
2023-11-20 20:00 | DK1 | 0 | 780.9167 | 442.0417 | 1222.9583 | 1222.9583
2023-11-20 21:00 | DK1 | 0 | 739.375 | 494.2083 | 1233.5833 | 1233.5833
2023-11-20 22:00 | DK1 | 0 | 651.0833 | 454.9583 | 1106.0417 | 1106.0417
2023-11-20 23:00 | DK1 | 0 | 657.75 | 469.4583 | 1127.2083 | 1127.2083
2023-11-21 | DK1 | 0 | 603.6667 | 465.8333 | 1069.5 | 1069.5
2023-11-21 01:00 | DK1 | 0 | 644.625 | 477.9167 | 1122.5417 | 1122.5417
2023-11-21 02:00 | DK1 | 0 | 537.4583 | 502.8333 | 1040.2917 | 1040.2917
2023-11-21 03:00 | DK1 | 0 | 529.9583 | 478.7083 | 1008.6667 | 1008.6667
2023-11-21 04:00 | DK1 | 0 | 528.25 | 511.7917 | 1040.0417 | 1040.0417
2023-11-21 05:00 | DK1 | 0.00875 | 493.4167 | 499.8333 | 993.2587 | 993.25
2023-11-21 06:00 | DK1 | 0.009583 | 400.4583 | 549.875 | 950.3429 | 950.3333
2023-11-21 07:00 | DK1 | 0.33667 | 412.75 | 450.4583 | 863.545 | 863.2083
2023-11-21 08:00 | DK1 | 8.3804 | 397.5 | 380.625 | 786.5054 | 778.125
2023-11-21 09:00 | DK1 | 42.3783 | 370.2083 | 354.0833 | 766.67 | 724.2917
2023-11-21 10:00 | DK1 | 124.5708 | 255.3333 | 344.25 | 724.1542 | 599.5833
2023-11-21 11:00 | DK1 | 199.9717 | 188.2083 | 213.0833 | 601.2633 | 401.2917
2023-11-21 12:00 | DK1 | 227.7346 | 192.5417 | 166.75 | 587.0263 | 359.2917
2023-11-21 13:00 | DK1 | 202.4021 | 186.125 | 125.5 | 514.0271 | 311.625
2023-11-21 14:00 | DK1 | 154.9408 | 149.125 | 131.2083 | 435.2742 | 280.3333
2023-11-21 15:00 | DK1 | 43.2458 | 92.0417 | 103.8333 | 239.1208 | 195.875
2023-11-21 16:00 | DK1 | 0.36125 | 156.9583 | 84.5417 | 241.8612 | 241.5
2023-11-21 17:00 | DK1 | 0 | 211.125 | 68.2917 | 279.4167 | 279.4167
2023-11-21 18:00 | DK1 | 0 | 237.3333 | 98.25 | 335.5833 | 335.5833
2023-11-21 19:00 | DK1 | 0 | 225.5833 | 117.0833 | 342.6667 | 342.6667
2023-11-21 20:00 | DK1 | 0 | 160.2917 | 51.0833 | 211.375 | 211.375
2023-11-21 21:00 | DK1 | 0 | 146.4167 | 86.125 | 232.5417 | 232.5417
2023-11-21 22:00 | DK1 | 0 | 124.0833 | 101.5833 | 225.6667 | 225.6667
2023-11-21 23:00 | DK1 | 0 | 138.5417 | 107.5417 | 246.0833 | 246.0833
2023-11-22 | DK1 | 0 | 166.625 | 123.6667 | 290.2917 | 290.2917
2023-11-22 01:00 | DK1 | 0 | 300.1667 | 176.5 | 476.6667 | 476.6667
2023-11-22 02:00 | DK1 | 0 | 521.625 | 240.125 | 761.75 | 761.75
2023-11-22 03:00 | DK1 | 0 | 753.25 | 324.5417 | 1077.7917 | 1077.7917
2023-11-22 04:00 | DK1 | 0 | 989.5 | 465.625 | 1455.125 | 1455.125
2023-11-22 05:00 | DK1 | 0.00875 | 1344.25 | 622.25 | 1966.5087 | 1966.5
2023-11-22 06:00 | DK1 | 0.009583 | 1483.7084 | 809.1667 | 2292.8846 | 2292.8751
2023-11-22 07:00 | DK1 | 0.34125 | 1882.0416 | 994.0833 | 2876.4662 | 2876.1249
2023-11-22 08:00 | DK1 | 7.8283 | 2265.3333 | 1112.2084 | 3385.37 | 3377.5416
2023-11-22 09:00 | DK1 | 27.5042 | 2390.1667 | 1134.7084 | 3552.3793 | 3524.8751
2023-11-22 10:00 | DK1 | 51.5933 | 2662.25 | 1124.4584 | 3838.3017 | 3786.7084
2023-11-22 11:00 | DK1 | 71.9292 | 3049.2917 | 1122.4166 | 4243.6375 | 4171.7084
2023-11-22 12:00 | DK1 | 70.9317 | 3131.5417 | 1110.1666 | 4312.64 | 4241.7084
2023-11-22 13:00 | DK1 | 39.1575 | 3259.2917 | 1102.6666 | 4401.1159 | 4361.9584
2023-11-22 14:00 | DK1 | 30.5004 | 3339.4167 | 1097.1666 | 4467.0838 | 4436.5834
2023-11-22 15:00 | DK1 | 13.5758 | 3395.4583 | 1097.6666 | 4506.7007 | 4493.1249
2023-11-22 16:00 | DK1 | 0 | 3561.5417 | 1097.5416 | 4659.0834 | 4659.0834
2023-11-22 17:00 | DK1 | 0 | 3533.3333 | 1095.25 | 4628.5833 | 4628.5833
2023-11-22 18:00 | DK1 | 0 | 3357.4583 | 1094.5416 | 4451.9999 | 4451.9999
2023-11-22 19:00 | DK1 | 0 | 3473.125 | 1103.75 | 4576.875 | 4576.875
2023-11-22 20:00 | DK1 | 0 | 3183.6667 | 1099.1666 | 4282.8334 | 4282.8334
2023-11-22 21:00 | DK1 | 0 | 3025.6667 | 1104.0416 | 4129.7084 | 4129.7084
2023-11-22 22:00 | DK1 | 0 | 2910.3333 | 1101.7916 | 4012.1249 | 4012.1249
2023-11-22 23:00 | DK1 | 0 | 2849.9583 | 1097.5416 | 3947.4999 | 3947.4999
2023-11-23 | DK1 | 0 | 2975.625 | 1098.625 | 4074.25 | 4074.25
2023-11-23 01:00 | DK1 | 0 | 3061.5833 | 1104.9584 | 4166.5416 | 4166.5416
2023-11-23 02:00 | DK1 | 0 | 3111.2083 | 1112 | 4223.2083 | 4223.2083
2023-11-23 03:00 | DK1 | 0 | 3206.2917 | 1112.25 | 4318.5417 | 4318.5417
2023-11-23 04:00 | DK1 | 0 | 3315.875 | 1099 | 4414.875 | 4414.875
2023-11-23 05:00 | DK1 | 0.00875 | 3403.7083 | 1104.2084 | 4507.9254 | 4507.9166
2023-11-23 06:00 | DK1 | 0.01 | 3223.5 | 1101 | 4324.51 | 4324.5
2023-11-23 07:00 | DK1 | 0.28083 | 3413.75 | 1110.7084 | 4524.7392 | 4524.4584
2023-11-23 08:00 | DK1 | 7.3429 | 3664.0833 | 1106.9166 | 4778.3428 | 4770.9999
2023-11-23 09:00 | DK1 | 36.4138 | 3454.75 | 1104.3334 | 4595.4971 | 4559.0834
2023-11-23 10:00 | DK1 | 71.5033 | 3376.4167 | 1100.6666 | 4548.5867 | 4477.0834
2023-11-23 11:00 | DK1 | 105.4596 | 3398.875 | 1101.0416 | 4605.3762 | 4499.9166
2023-11-23 12:00 | DK1 | 124.8083 | 3376.9583 | 1055.9166 | 4557.6832 | 4432.8749
2023-11-23 13:00 | DK1 | 111.555 | 3479.625 | 1095.4584 | 4686.6384 | 4575.0834
2023-11-23 14:00 | DK1 | 91.505 | 3421.1667 | 1027.25 | 4539.9217 | 4448.4167
2023-11-23 15:00 | DK1 | 39.0129 | 3390.625 | 1082.875 | 4512.5129 | 4473.5
2023-11-23 16:00 | DK1 | 0.035417 | 3511.5833 | 1027.9584 | 4539.577 | 4539.5416
2023-11-23 17:00 | DK1 | 0 | 3481 | 1002 | 4483 | 4483
2023-11-23 18:00 | DK1 | 0 | 3324.1667 | 1039.125 | 4363.2917 | 4363.2917
2023-11-23 19:00 | DK1 | 0 | 3569.7917 | 1012.4167 | 4582.2084 | 4582.2084
2023-11-23 20:00 | DK1 | 0 | 3519.9167 | 1048.1666 | 4568.0834 | 4568.0834
2023-11-23 21:00 | DK1 | 0 | 3350.8333 | 1083.7916 | 4434.6249 | 4434.6249
2023-11-23 22:00 | DK1 | 0 | 3237.5417 | 1085.5 | 4323.0417 | 4323.0417
2023-11-23 23:00 | DK1 | 0 | 3347.8333 | 1017.0833 | 4364.9166 | 4364.9166
2023-11-24 | DK1 | 0 | 3121.9583 | 1058.2916 | 4180.2499 | 4180.2499
2023-11-24 01:00 | DK1 | 0 | 3089.25 | 1005.9167 | 4095.1667 | 4095.1667
2023-11-24 02:00 | DK1 | 0 | 2939.8333 | 1087.875 | 4027.7083 | 4027.7083
2023-11-24 03:00 | DK1 | 0 | 2653.75 | 1035.125 | 3688.875 | 3688.875
2023-11-24 04:00 | DK1 | 0 | 2624.875 | 1043.125 | 3668 | 3668
2023-11-24 05:00 | DK1 | 0.00875 | 2669.3333 | 1086.7084 | 3756.0504 | 3756.0416
2023-11-24 06:00 | DK1 | 0.010833 | 2589.4167 | 1081.75 | 3671.1776 | 3671.1667
2023-11-24 07:00 | DK1 | 0.4025 | 2892.0417 | 1090.125 | 3982.5692 | 3982.1667
2023-11-24 08:00 | DK1 | 10.8387 | 3125.2083 | 1088.5834 | 4224.6304 | 4213.7916
2023-11-24 09:00 | DK1 | 82.2383 | 2991.5417 | 1076.5416 | 4150.3217 | 4068.0834
2023-11-24 10:00 | DK1 | 220.6812 | 2867.0417 | 1044.7916 | 4132.5146 | 3911.8334
2023-11-24 11:00 | DK1 | 331.0154 | 2766.6667 | 1058.4166 | 4156.0988 | 3825.0834
2023-11-24 12:00 | DK1 | 278.7704 | 2449.6667 | 1052.8334 | 3781.2705 | 3502.5001
2023-11-24 13:00 | DK1 | 211.1046 | 2426.875 | 1047.2084 | 3685.188 | 3474.0834
2023-11-24 14:00 | DK1 | 162.0862 | 2227.7917 | 1016.25 | 3406.128 | 3244.0417
2023-11-24 15:00 | DK1 | 56.0262 | 2224.5417 | 1064.2084 | 3344.7764 | 3288.7501
2023-11-24 16:00 | DK1 | 0.28167 | 2576.9167 | 1036.2084 | 3613.4068 | 3613.1251
2023-11-24 17:00 | DK1 | 0 | 2552.8333 | 1103.3334 | 3656.1666 | 3656.1666
2023-11-24 18:00 | DK1 | 0 | 2360.2083 | 1109.25 | 3469.4583 | 3469.4583
2023-11-24 19:00 | DK1 | 0 | 2122.4583 | 1099.4166 | 3221.8749 | 3221.8749
2023-11-24 20:00 | DK1 | 0 | 1555.4166 | 1085.75 | 2641.1666 | 2641.1666
2023-11-24 21:00 | DK1 | 0 | 1355.9166 | 1037.7084 | 2393.625 | 2393.625
2023-11-24 22:00 | DK1 | 0 | 1386.3334 | 1077.625 | 2463.9584 | 2463.9584
2023-11-24 23:00 | DK1 | 0 | 1294.5416 | 1042.6666 | 2337.2083 | 2337.2083
2023-11-25 | DK1 | 0 | 1324.625 | 1027.5 | 2352.125 | 2352.125
2023-11-25 01:00 | DK1 | 0 | 1534.7084 | 934.4167 | 2469.1251 | 2469.1251
2023-11-25 02:00 | DK1 | 0 | 1568.375 | 810.125 | 2378.5 | 2378.5
2023-11-25 03:00 | DK1 | 0 | 1401.75 | 810.9167 | 2212.6667 | 2212.6667
2023-11-25 04:00 | DK1 | 0 | 1356.4584 | 852.5 | 2208.9584 | 2208.9584
2023-11-25 05:00 | DK1 | 0.009583 | 1117.2916 | 856.3333 | 1973.6345 | 1973.6249
2023-11-25 06:00 | DK1 | 0.011667 | 1099.375 | 746.375 | 1845.7617 | 1845.75
2023-11-25 07:00 | DK1 | 0.55542 | 1414.7084 | 774.5417 | 2189.8055 | 2189.2501
2023-11-25 08:00 | DK1 | 16.3608 | 1443.7916 | 790.7083 | 2250.8608 | 2234.4999
2023-11-25 09:00 | DK1 | 115.6842 | 1222.0416 | 930.3333 | 2268.0591 | 2152.3749
2023-11-25 10:00 | DK1 | 322.7558 | 884.0833 | 914.4167 | 2121.2558 | 1798.5
2023-11-25 11:00 | DK1 | 479.5171 | 696.4167 | 856.2917 | 2032.2255 | 1552.7084
2023-11-25 12:00 | DK1 | 482.805 | 574.375 | 575.3333 | 1632.5133 | 1149.7083
2023-11-25 13:00 | DK1 | 371.7129 | 502.0833 | 551.1667 | 1424.963 | 1053.25
2023-11-25 14:00 | DK1 | 173.0883 | 413 | 482.2917 | 1068.38 | 895.2917
2023-11-25 15:00 | DK1 | 79.3267 | 479.0417 | 493.2917 | 1051.66 | 972.3333
2023-11-25 16:00 | DK1 | 0.67875 | 554.125 | 477.8333 | 1032.6371 | 1031.9583
2023-11-25 17:00 | DK1 | 0 | 651.5417 | 450.6667 | 1102.2083 | 1102.2083
2023-11-25 18:00 | DK1 | 0 | 762.5417 | 552.5833 | 1315.125 | 1315.125
2023-11-25 19:00 | DK1 | 0 | 721.6667 | 545.5833 | 1267.25 | 1267.25
2023-11-25 20:00 | DK1 | 0 | 577.125 | 326.25 | 903.375 | 903.375
2023-11-25 21:00 | DK1 | 0 | 438 | 304.2083 | 742.2083 | 742.2083
2023-11-25 22:00 | DK1 | 0 | 321.5833 | 252.75 | 574.3333 | 574.3333
2023-11-25 23:00 | DK1 | 0 | 189.9583 | 217.5833 | 407.5417 | 407.5417
2023-11-26 | DK1 | 0 | 156.6667 | 153.75 | 310.4167 | 310.4167
2023-11-26 01:00 | DK1 | 0 | 119.0417 | 145.1667 | 264.2083 | 264.2083
2023-11-26 02:00 | DK1 | 0 | 84.7917 | 146.0833 | 230.875 | 230.875
2023-11-26 03:00 | DK1 | 0 | 90.1667 | 142.8333 | 233 | 233
2023-11-26 04:00 | DK1 | 0 | 102.5417 | 155.2083 | 257.75 | 257.75
2023-11-26 05:00 | DK1 | 0.009583 | 171.75 | 163.5417 | 335.3013 | 335.2917
2023-11-26 06:00 | DK1 | 0.0125 | 190.8333 | 163.8333 | 354.6792 | 354.6667
2023-11-26 07:00 | DK1 | 0.30417 | 238.7083 | 165.1667 | 404.1792 | 403.875
2023-11-26 08:00 | DK1 | 9.2683 | 291.2917 | 241.875 | 542.435 | 533.1667
2023-11-26 09:00 | DK1 | 79.9713 | 314.5 | 285.0417 | 679.5129 | 599.5417
2023-11-26 10:00 | DK1 | 149.1908 | 488.6667 | 194.5 | 832.3575 | 683.1667
2023-11-26 11:00 | DK1 | 134.3813 | 571.5417 | 220.625 | 926.5479 | 792.1667
2023-11-26 12:00 | DK1 | 128.1337 | 637.0833 | 257.3333 | 1022.5504 | 894.4167
2023-11-26 13:00 | DK1 | 91.3187 | 547.8333 | 294.4583 | 933.6104 | 842.2917
2023-11-26 14:00 | DK1 | 51.5187 | 468.1667 | 272.25 | 791.9354 | 740.4167
2023-11-26 15:00 | DK1 | 7.3525 | 400.25 | 172.5 | 580.1025 | 572.75
2023-11-26 16:00 | DK1 | 0 | 349.4167 | 79.9167 | 429.3333 | 429.3333
2023-11-26 17:00 | DK1 | 0 | 342.625 | 30.125 | 372.75 | 372.75
2023-11-26 18:00 | DK1 | 0 | 378.625 | 76.1667 | 454.7917 | 454.7917
2023-11-26 19:00 | DK1 | 0 | 485.5417 | 26.7083 | 512.25 | 512.25
2023-11-26 20:00 | DK1 | 0 | 506.6667 | 4 | 510.6667 | 510.6667
2023-11-26 21:00 | DK1 | 0 | 507.0833 | 2.3333 | 509.4167 | 509.4167
2023-11-26 22:00 | DK1 | 0 | 490.2917 | 20.1667 | 510.4583 | 510.4583
2023-11-26 23:00 | DK1 | 0 | 486.9167 | 43.5833 | 530.5 | 530.5
2023-11-27 | DK1 | 0 | 559.125 | 103.625 | 662.75 | 662.75
2023-11-27 01:00 | DK1 | 0 | 669.25 | 161.1667 | 830.4167 | 830.4167
2023-11-27 02:00 | DK1 | 0 | 771.9583 | 346.7083 | 1118.6667 | 1118.6667
2023-11-27 03:00 | DK1 | 0 | 887.5 | 470.1667 | 1357.6667 | 1357.6667
2023-11-27 04:00 | DK1 | 0 | 1097.5 | 540.1667 | 1637.6667 | 1637.6667
2023-11-27 05:00 | DK1 | 0.009583 | 1235.9166 | 624.375 | 1860.3012 | 1860.2916
2023-11-27 06:00 | DK1 | 0.013333 | 1296.2916 | 803.0417 | 2099.3466 | 2099.3333
2023-11-27 07:00 | DK1 | 0.18125 | 1497.2916 | 807.7917 | 2305.2646 | 2305.0833
2023-11-27 08:00 | DK1 | 6.2183 | 1659.25 | 822.5 | 2487.9683 | 2481.75
2023-11-27 09:00 | DK1 | 46.0725 | 1589.7084 | 830.9167 | 2466.6976 | 2420.6251
2023-11-27 10:00 | DK1 | 116.2679 | 1671.0416 | 793.875 | 2581.1845 | 2464.9166
2023-11-27 11:00 | DK1 | 207.5875 | 1759.0416 | 798.4583 | 2765.0874 | 2557.4999
2023-11-27 12:00 | DK1 | 247.1938 | 1763.625 | 891.4583 | 2902.2771 | 2655.0833
2023-11-27 13:00 | DK1 | 188.0492 | 1851.9166 | 869.4583 | 2909.4241 | 2721.3749
2023-11-27 14:00 | DK1 | 75.9417 | 1795.9166 | 918.9167 | 2790.775 | 2714.8333
2023-11-27 15:00 | DK1 | 13.0425 | 1912.7084 | 925.4583 | 2851.2092 | 2838.1667
2023-11-27 16:00 | DK1 | 0 | 2043.375 | 956.5417 | 2999.9167 | 2999.9167
2023-11-27 17:00 | DK1 | 0 | 2030.4584 | 976.5417 | 3007.0001 | 3007.0001
2023-11-27 18:00 | DK1 | 0 | 2083.0417 | 983.9167 | 3066.9584 | 3066.9584
2023-11-27 19:00 | DK1 | 0 | 2158.5 | 997.25 | 3155.75 | 3155.75
2023-11-27 20:00 | DK1 | 0 | 1991.1666 | 1079.7084 | 3070.875 | 3070.875
2023-11-27 21:00 | DK1 | 0 | 1955.1666 | 1053.125 | 3008.2916 | 3008.2916
2023-11-27 22:00 | DK1 | 0 | 1886.1666 | 1041.25 | 2927.4166 | 2927.4166
2023-11-27 23:00 | DK1 | 0 | 1865.625 | 1041.9584 | 2907.5834 | 2907.5834
2023-11-28 | DK1 | 0 | 1698.7916 | 1062.7916 | 2761.5833 | 2761.5833
2023-11-28 01:00 | DK1 | 0 | 1574.7084 | 1064.5416 | 2639.25 | 2639.25
2023-11-28 02:00 | DK1 | 0 | 1403.75 | 1006.5417 | 2410.2917 | 2410.2917
2023-11-28 03:00 | DK1 | 0 | 1486.3334 | 991.6667 | 2478.0001 | 2478.0001
2023-11-28 04:00 | DK1 | 0 | 1311.8334 | 988.4583 | 2300.2917 | 2300.2917
2023-11-28 05:00 | DK1 | 0.009583 | 1123.125 | 1003.5 | 2126.6346 | 2126.625
2023-11-28 06:00 | DK1 | 0.014167 | 934.375 | 986.3333 | 1920.7225 | 1920.7083
2023-11-28 07:00 | DK1 | 0.285 | 807.2083 | 816.625 | 1624.1183 | 1623.8333
2023-11-28 08:00 | DK1 | 10.5767 | 680.6667 | 546.6667 | 1237.91 | 1227.3334
2023-11-28 09:00 | DK1 | 94.0425 | 473.875 | 449.2917 | 1017.2092 | 923.1667
2023-11-28 10:00 | DK1 | 224.4433 | 328.2917 | 372.7083 | 925.4433 | 701
2023-11-28 11:00 | DK1 | 311.1996 | 212.4167 | 298.2083 | 821.8246 | 510.625
2023-11-28 12:00 | DK1 | 366.0029 | 118.9583 | 226.2917 | 711.2529 | 345.25
2023-11-28 13:00 | DK1 | 267.9875 | 48.7083 | 128.5833 | 445.2791 | 177.2917
2023-11-28 14:00 | DK1 | 101.4437 | 35.9583 | 157.8333 | 295.2354 | 193.7917
2023-11-28 15:00 | DK1 | 17.825 | 43.25 | 191.7917 | 252.8667 | 235.0417
2023-11-28 16:00 | DK1 | 0 | 49 | 189.5833 | 238.5833 | 238.5833
2023-11-28 17:00 | DK1 | 0 | 66.8333 | 229.625 | 296.4583 | 296.4583
2023-11-28 18:00 | DK1 | 0 | 84.25 | 288.75 | 373 | 373
2023-11-28 19:00 | DK1 | 0 | 99.2083 | 370.1667 | 469.375 | 469.375
2023-11-28 20:00 | DK1 | 0 | 82.0833 | 384.7917 | 466.875 | 466.875
2023-11-28 21:00 | DK1 | 0 | 81.1667 | 383.125 | 464.2917 | 464.2917
2023-11-28 22:00 | DK1 | 0 | 79.4167 | 375 | 454.4167 | 454.4167
2023-11-28 23:00 | DK1 | 0 | 98.9583 | 369.875 | 468.8333 | 468.8333
2023-11-29 | DK1 | 0 | 89.6667 | 353.3333 | 443 | 443
2023-11-29 01:00 | DK1 | 0 | 131.7083 | 360.2083 | 491.9167 | 491.9167
2023-11-29 02:00 | DK1 | 0 | 127.25 | 337.9167 | 465.1667 | 465.1667
2023-11-29 03:00 | DK1 | 0 | 183.1667 | 247.4583 | 430.625 | 430.625
2023-11-29 04:00 | DK1 | 0.000417 | 196.8333 | 244.2917 | 441.1254 | 441.125
2023-11-29 05:00 | DK1 | 0.009583 | 241.5417 | 210.625 | 452.1763 | 452.1667
2023-11-29 06:00 | DK1 | 0.015 | 214.5 | 172.375 | 386.89 | 386.875
2023-11-29 07:00 | DK1 | 0.20833 | 248.4167 | 135.25 | 383.875 | 383.6667
2023-11-29 08:00 | DK1 | 8.6925 | 290.8333 | 111.3333 | 410.8592 | 402.1667
2023-11-29 09:00 | DK1 | 71.935 | 266.1667 | 126.9167 | 465.0183 | 393.0833
2023-11-29 10:00 | DK1 | 211.8379 | 185.75 | 72.625 | 470.2129 | 258.375
2023-11-29 11:00 | DK1 | 306.8488 | 90.5833 | 68.2083 | 465.6404 | 158.7917
2023-11-29 12:00 | DK1 | 330.0746 | 55.875 | 52.7917 | 438.7413 | 108.6667
2023-11-29 13:00 | DK1 | 280.29 | 69.8333 | 58.875 | 408.9983 | 128.7083
2023-11-29 14:00 | DK1 | 173.9829 | 100.6667 | 40.0417 | 314.6912 | 140.7083
2023-11-29 15:00 | DK1 | 43.4238 | 108.3333 | 64.4167 | 216.1738 | 172.75
2023-11-29 16:00 | DK1 | 0.18167 | 169.0833 | 33.6667 | 202.9317 | 202.75
2023-11-29 17:00 | DK1 | 0 | 283.125 | 16.875 | 300 | 300
2023-11-29 18:00 | DK1 | 0 | 455 | 39.375 | 494.375 | 494.375
2023-11-29 19:00 | DK1 | 0 | 546 | 62.7083 | 608.7083 | 608.7083
2023-11-29 20:00 | DK1 | 0 | 630.875 | 164.2083 | 795.0833 | 795.0833
2023-11-29 21:00 | DK1 | 0 | 538.9167 | 185.9583 | 724.875 | 724.875
2023-11-29 22:00 | DK1 | 0 | 367.4583 | 283.8333 | 651.2917 | 651.2917
2023-11-29 23:00 | DK1 | 0 | 417.3333 | 530.375 | 947.7083 | 947.7083
2023-11-30 | DK1 | 0 | 440.125 | 389 | 829.125 | 829.125
2023-11-30 01:00 | DK1 | 0 | 568.875 | 421.75 | 990.625 | 990.625
2023-11-30 02:00 | DK1 | 0 | 548.0417 | 446.5417 | 994.5833 | 994.5833
2023-11-30 03:00 | DK1 | 0 | 760.7083 | 452.2083 | 1212.9167 | 1212.9167
2023-11-30 04:00 | DK1 | 0.000417 | 901.25 | 523.6667 | 1424.9171 | 1424.9167
2023-11-30 05:00 | DK1 | 0.009583 | 1088.1666 | 515.1667 | 1603.3429 | 1603.3333
2023-11-30 06:00 | DK1 | 0.015833 | 1202.0416 | 492.75 | 1694.8075 | 1694.7916
2023-11-30 07:00 | DK1 | 0.15208 | 1345.5 | 458.375 | 1804.0271 | 1803.875
2023-11-30 08:00 | DK1 | 6.0062 | 1564.1666 | 444.875 | 2015.0479 | 2009.0416
2023-11-30 09:00 | DK1 | 43.9171 | 1404.9584 | 406.375 | 1855.2505 | 1811.3334
2023-11-30 10:00 | DK1 | 82.6796 | 1371.75 | 406.0833 | 1860.5129 | 1777.8333
2023-11-30 11:00 | DK1 | 91.8613 | 1304.7084 | 464.9167 | 1861.4863 | 1769.625
2023-11-30 12:00 | DK1 | 97.565 | 1243.625 | 498.1667 | 1839.3567 | 1741.7917
2023-11-30 13:00 | DK1 | 70.4275 | 1129.2084 | 567.9583 | 1767.5942 | 1697.1667
2023-11-30 14:00 | DK1 | 35.1458 | 967.0833 | 732.9167 | 1735.1458 | 1700
2023-11-30 15:00 | DK1 | 4.1229 | 866.2917 | 850.0833 | 1720.4979 | 1716.375
2023-11-30 16:00 | DK1 | 0 | 915.875 | 917.7083 | 1833.5833 | 1833.5833
2023-11-30 17:00 | DK1 | 0 | 881.8333 | 949.4167 | 1831.25 | 1831.25
2023-11-30 18:00 | DK1 | 0 | 918.375 | 908.0417 | 1826.4167 | 1826.4167
2023-11-30 19:00 | DK1 | 0 | 1041.1666 | 950.125 | 1991.2916 | 1991.2916
2023-11-30 20:00 | DK1 | 0 | 961.125 | 917.2083 | 1878.3333 | 1878.3333
2023-11-30 21:00 | DK1 | 0 | 961.0417 | 768.0417 | 1729.0834 | 1729.0834
2023-11-30 22:00 | DK1 | 0 | 895.5417 | 724.4583 | 1620 | 1620
2023-11-30 23:00 | DK1 | 0 | 875.2917 | 659.125 | 1534.4167 | 1534.4167
2023-12-01 | DK1 | 0 | 891.625 | 628.1667 | 1519.7917 | 1519.7917
2023-12-01 01:00 | DK1 | 0 | 796.625 | 659.25 | 1455.875 | 1455.875
2023-12-01 02:00 | DK1 | 0 | 754.7083 | 634.75 | 1389.4583 | 1389.4583
2023-12-01 03:00 | DK1 | 0 | 639.4167 | 584.0833 | 1223.5 | 1223.5
2023-12-01 04:00 | DK1 | 0.000417 | 623.625 | 553.2083 | 1176.8337 | 1176.8333
2023-12-01 05:00 | DK1 | 0.009583 | 628.5 | 509.625 | 1138.1346 | 1138.125
2023-12-01 06:00 | DK1 | 0.016667 | 547.2083 | 474.7917 | 1022.0166 | 1022
2023-12-01 07:00 | DK1 | 0.12333 | 592.2083 | 423.75 | 1016.0816 | 1015.9583
2023-12-01 08:00 | DK1 | 4.7067 | 585.25 | 432.75 | 1022.7067 | 1018
2023-12-01 09:00 | DK1 | 31.0404 | 579.7917 | 362.9583 | 973.7904 | 942.75
2023-12-01 10:00 | DK1 | 51.2271 | 533.6667 | 417.9583 | 1002.8521 | 951.625
2023-12-01 11:00 | DK1 | 66.9225 | 468.9167 | 388.7083 | 924.5475 | 857.625
2023-12-01 12:00 | DK1 | 95.0733 | 427.125 | 356.5 | 878.6983 | 783.625
2023-12-01 13:00 | DK1 | 90.9788 | 370.2917 | 346.3333 | 807.6038 | 716.625
2023-12-01 14:00 | DK1 | 52.6842 | 344.9583 | 355.4583 | 753.1009 | 700.4167
2023-12-01 15:00 | DK1 | 5.0108 | 357.875 | 430.375 | 793.2608 | 788.25
2023-12-01 16:00 | DK1 | 0 | 383.625 | 547.375 | 931 | 931
2023-12-01 17:00 | DK1 | 0 | 349.7083 | 528.5 | 878.2083 | 878.2083
2023-12-01 18:00 | DK1 | 0 | 342.375 | 496.875 | 839.25 | 839.25
2023-12-01 19:00 | DK1 | 0 | 350.0833 | 461 | 811.0833 | 811.0833
2023-12-01 20:00 | DK1 | 0 | 285.9167 | 379.125 | 665.0417 | 665.0417
2023-12-01 21:00 | DK1 | 0 | 227.3333 | 335.4167 | 562.75 | 562.75
2023-12-01 22:00 | DK1 | 0 | 210.625 | 270.9167 | 481.5417 | 481.5417
2023-12-01 23:00 | DK1 | 0 | 190.2083 | 202.2917 | 392.5 | 392.5
2023-12-02 | DK1 | 0 | 174.9583 | 178.2083 | 353.1667 | 353.1667
2023-12-02 01:00 | DK1 | 0 | 181.2083 | 147.0833 | 328.2917 | 328.2917
2023-12-02 02:00 | DK1 | 0 | 162.625 | 114.2917 | 276.9167 | 276.9167
2023-12-02 03:00 | DK1 | 0 | 154.8333 | 80.125 | 234.9583 | 234.9583
2023-12-02 04:00 | DK1 | 0.000417 | 135.2917 | 65.1667 | 200.4588 | 200.4583
2023-12-02 05:00 | DK1 | 0.009583 | 119.875 | 62.6667 | 182.5513 | 182.5417
2023-12-02 06:00 | DK1 | 0.016667 | 99.6667 | 51.4583 | 151.1417 | 151.125
2023-12-02 07:00 | DK1 | 0.11583 | 83.75 | 53.125 | 136.9908 | 136.875
2023-12-02 08:00 | DK1 | 5.9758 | 79.5833 | 55.9583 | 141.5175 | 135.5417
2023-12-02 09:00 | DK1 | 50.1429 | 50.7083 | 64.3333 | 165.1846 | 115.0417
2023-12-02 10:00 | DK1 | 73.5667 | 52.5 | 82.7917 | 208.8583 | 135.2917
2023-12-02 11:00 | DK1 | 95.2308 | 31.75 | 92.6667 | 219.6475 | 124.4167
2023-12-02 12:00 | DK1 | 111.8233 | 45.5 | 67.9583 | 225.2817 | 113.4583
2023-12-02 13:00 | DK1 | 96.5004 | 43.5417 | 64.0417 | 204.0838 | 107.5833
2023-12-02 14:00 | DK1 | 62.6829 | 36.9583 | 75.9583 | 175.5996 | 112.9167
2023-12-02 15:00 | DK1 | 4.1208 | 43.3333 | 118.875 | 166.3292 | 162.2083
2023-12-02 16:00 | DK1 | 0 | 59.4583 | 128.6667 | 188.125 | 188.125
2023-12-02 17:00 | DK1 | 0 | 54.9583 | 131.25 | 186.2083 | 186.2083
2023-12-02 18:00 | DK1 | 0 | 65.5 | 125.875 | 191.375 | 191.375
2023-12-02 19:00 | DK1 | 0 | 78.0833 | 91.5833 | 169.6667 | 169.6667
2023-12-02 20:00 | DK1 | 0 | 105.2917 | 97.375 | 202.6667 | 202.6667
2023-12-02 21:00 | DK1 | 0 | 142.4167 | 81.4167 | 223.8333 | 223.8333
2023-12-02 22:00 | DK1 | 0 | 151.7917 | 120.9583 | 272.75 | 272.75
2023-12-02 23:00 | DK1 | 0 | 194.1667 | 136.9167 | 331.0833 | 331.0833
2023-12-03 | DK1 | 0 | 217.9583 | 121.125 | 339.0833 | 339.0833
2023-12-03 01:00 | DK1 | 0 | 278.5 | 124.0833 | 402.5833 | 402.5833
2023-12-03 02:00 | DK1 | 0 | 305.7917 | 156.2917 | 462.0833 | 462.0833
2023-12-03 03:00 | DK1 | 0 | 305.5417 | 179.8333 | 485.375 | 485.375
2023-12-03 04:00 | DK1 | 0.000417 | 310.7083 | 192.0833 | 502.7921 | 502.7917
2023-12-03 05:00 | DK1 | 0.009583 | 353.75 | 209.625 | 563.3846 | 563.375
2023-12-03 06:00 | DK1 | 0.0175 | 331.875 | 220.125 | 552.0175 | 552
2023-12-03 07:00 | DK1 | 0.074583 | 317.125 | 296.875 | 614.0746 | 614
2023-12-03 08:00 | DK1 | 3.3267 | 336.25 | 397.2083 | 736.785 | 733.4583
2023-12-03 09:00 | DK1 | 25.46 | 312.8333 | 437.6667 | 775.96 | 750.5
2023-12-03 10:00 | DK1 | 31.0771 | 310.7917 | 348.375 | 690.2437 | 659.1667
2023-12-03 11:00 | DK1 | 38.2962 | 320.3333 | 385.5 | 744.1296 | 705.8333
2023-12-03 12:00 | DK1 | 47.5283 | 297.4167 | 373.875 | 718.82 | 671.2917
2023-12-03 13:00 | DK1 | 39.7408 | 237 | 412.5833 | 689.3242 | 649.5833
2023-12-03 14:00 | DK1 | 22.8071 | 255.0833 | 274.4167 | 552.3071 | 529.5
2023-12-03 15:00 | DK1 | 2.9667 | 245.5833 | 168.1667 | 416.7167 | 413.75
2023-12-03 16:00 | DK1 | 0 | 276.75 | 207.4583 | 484.2083 | 484.2083
2023-12-03 17:00 | DK1 | 0 | 355.2917 | 288.625 | 643.9167 | 643.9167
2023-12-03 18:00 | DK1 | 0 | 387.5833 | 229.2917 | 616.875 | 616.875
2023-12-03 19:00 | DK1 | 0 | 478.125 | 158.5417 | 636.6667 | 636.6667
2023-12-03 20:00 | DK1 | 0 | 459.625 | 200.3333 | 659.9583 | 659.9583
2023-12-03 21:00 | DK1 | 0 | 482.3333 | 356.5 | 838.8333 | 838.8333
2023-12-03 22:00 | DK1 | 0 | 496.2083 | 425.6667 | 921.875 | 921.875
2023-12-03 23:00 | DK1 | 0 | 456.625 | 467.2083 | 923.8333 | 923.8333
2023-12-04 | DK1 | 0 | 483.8333 | 453.8333 | 937.6667 | 937.6667
2023-12-04 01:00 | DK1 | 0 | 505.4583 | 427.9167 | 933.375 | 933.375
2023-12-04 02:00 | DK1 | 0 | 534.4167 | 502.9583 | 1037.375 | 1037.375
2023-12-04 03:00 | DK1 | 0 | 541.875 | 479.5833 | 1021.4583 | 1021.4583
2023-12-04 04:00 | DK1 | 0.000417 | 409.3333 | 457.0417 | 866.3754 | 866.375
2023-12-04 05:00 | DK1 | 0.009583 | 357.5 | 533.0833 | 890.5929 | 890.5833
2023-12-04 06:00 | DK1 | 0.0175 | 310.9583 | 600.9167 | 911.8925 | 911.875
2023-12-04 07:00 | DK1 | 0.08875 | 365.6667 | 673.625 | 1039.3804 | 1039.2917
2023-12-04 08:00 | DK1 | 4.1829 | 461.3333 | 703.5417 | 1169.0579 | 1164.875
2023-12-04 09:00 | DK1 | 33.3812 | 463.3333 | 692.4167 | 1189.1313 | 1155.75
2023-12-04 10:00 | DK1 | 49.5537 | 510.0833 | 640.4583 | 1200.0954 | 1150.5417
2023-12-04 11:00 | DK1 | 44.7808 | 577.2083 | 711.7917 | 1333.7808 | 1289
2023-12-04 12:00 | DK1 | 51.5037 | 574.25 | 715.3333 | 1341.0871 | 1289.5833
2023-12-04 13:00 | DK1 | 25.5571 | 570.6667 | 678.2083 | 1274.4321 | 1248.875
2023-12-04 14:00 | DK1 | 11.8154 | 586.7083 | 749.2917 | 1347.8154 | 1336
2023-12-04 15:00 | DK1 | 0.66375 | 654.5833 | 711.625 | 1366.8721 | 1366.2083
2023-12-04 16:00 | DK1 | 0 | 814.1667 | 709.0417 | 1523.2084 | 1523.2084
2023-12-04 17:00 | DK1 | 0 | 843.7083 | 713.0833 | 1556.7916 | 1556.7916
2023-12-04 18:00 | DK1 | 0 | 845.9583 | 798.0417 | 1644 | 1644
2023-12-04 19:00 | DK1 | 0 | 956.3333 | 880.1667 | 1836.5 | 1836.5
2023-12-04 20:00 | DK1 | 0 | 956.4583 | 895.4167 | 1851.875 | 1851.875
2023-12-04 21:00 | DK1 | 0 | 1021.9583 | 889.75 | 1911.7083 | 1911.7083
2023-12-04 22:00 | DK1 | 0 | 1052.5834 | 911.5 | 1964.0834 | 1964.0834
2023-12-04 23:00 | DK1 | 0 | 1103.5834 | 866.4167 | 1970.0001 | 1970.0001
2023-12-05 | DK1 | 0 | 1033.1666 | 843.0417 | 1876.2083 | 1876.2083
2023-12-05 01:00 | DK1 | 0 | 1088.125 | 883.5417 | 1971.6667 | 1971.6667
2023-12-05 02:00 | DK1 | 0 | 1060.125 | 870.5 | 1930.625 | 1930.625
2023-12-05 03:00 | DK1 | 0 | 1097.1666 | 865.0417 | 1962.2083 | 1962.2083
2023-12-05 04:00 | DK1 | 0.00125 | 1173.375 | 851.0417 | 2024.4179 | 2024.4167
2023-12-05 05:00 | DK1 | 0.009583 | 1122.875 | 873.3333 | 1996.2179 | 1996.2083
2023-12-05 06:00 | DK1 | 0.018333 | 1068.9584 | 905.25 | 1974.2267 | 1974.2084
2023-12-05 07:00 | DK1 | 0.063333 | 1183.0834 | 945.4583 | 2128.605 | 2128.5417
2023-12-05 08:00 | DK1 | 3.2258 | 1332.9584 | 976.3333 | 2312.5175 | 2309.2917
2023-12-05 09:00 | DK1 | 26.6571 | 1315.8334 | 1019.75 | 2362.2405 | 2335.5834
2023-12-05 10:00 | DK1 | 55.4858 | 1286.25 | 1020.5417 | 2362.2775 | 2306.7917
2023-12-05 11:00 | DK1 | 75.4121 | 1406.2084 | 1023.5417 | 2505.1621 | 2429.7501
2023-12-05 12:00 | DK1 | 70.4921 | 1375.375 | 1005.75 | 2451.6171 | 2381.125
2023-12-05 13:00 | DK1 | 48.1146 | 1391.5834 | 978.25 | 2417.948 | 2369.8334
2023-12-05 14:00 | DK1 | 32.9888 | 1286.75 | 960.25 | 2279.9887 | 2247
2023-12-05 15:00 | DK1 | 12.1937 | 1148.3334 | 1025.0416 | 2185.5687 | 2173.375
2023-12-05 16:00 | DK1 | 0 | 1240.625 | 1033.4584 | 2274.0834 | 2274.0834
2023-12-05 17:00 | DK1 | 0 | 1251.75 | 1023.7083 | 2275.4583 | 2275.4583
2023-12-05 18:00 | DK1 | 0 | 1301.4584 | 939.0417 | 2240.5001 | 2240.5001
2023-12-05 19:00 | DK1 | 0 | 1505.1666 | 844.625 | 2349.7916 | 2349.7916
2023-12-05 20:00 | DK1 | 0 | 1383.25 | 834.2083 | 2217.4583 | 2217.4583
2023-12-05 21:00 | DK1 | 0 | 1361.1666 | 769 | 2130.1666 | 2130.1666
2023-12-05 22:00 | DK1 | 0 | 1447.25 | 842.5 | 2289.75 | 2289.75
2023-12-05 23:00 | DK1 | 0 | 1425.7916 | 833.2083 | 2258.9999 | 2258.9999
2023-12-06 | DK1 | 0 | 1390.4166 | 873.2917 | 2263.7083 | 2263.7083
2023-12-06 01:00 | DK1 | 0 | 1426.7916 | 931.2917 | 2358.0833 | 2358.0833
2023-12-06 02:00 | DK1 | 0 | 1426.9166 | 926.4167 | 2353.3333 | 2353.3333
2023-12-06 03:00 | DK1 | 0 | 1435.0416 | 949 | 2384.0416 | 2384.0416
2023-12-06 04:00 | DK1 | 0.000417 | 1509.125 | 1002.5 | 2511.6254 | 2511.625
2023-12-06 05:00 | DK1 | 0.009583 | 1539.5416 | 1003.0833 | 2542.6345 | 2542.6249
2023-12-06 06:00 | DK1 | 0.018333 | 1444.2916 | 1053.0416 | 2497.3516 | 2497.3333
2023-12-06 07:00 | DK1 | 0.025417 | 1459.0416 | 1059.7084 | 2518.7754 | 2518.75
2023-12-06 08:00 | DK1 | 0.71125 | 1567.6666 | 1052.5416 | 2620.9195 | 2620.2083
2023-12-06 09:00 | DK1 | 7.9317 | 1501.2916 | 1059.5416 | 2568.7649 | 2560.8333
2023-12-06 10:00 | DK1 | 9.925 | 987.3333 | 1051.4584 | 2048.7167 | 2038.7917
2023-12-06 11:00 | DK1 | 11.8963 | 1013.375 | 1019.2083 | 2044.4796 | 2032.5833
2023-12-06 12:00 | DK1 | 10.8521 | 961.125 | 1031.2916 | 2003.2687 | 1992.4166
2023-12-06 13:00 | DK1 | 10.7979 | 1012.125 | 1006.125 | 2029.0479 | 2018.25
2023-12-06 14:00 | DK1 | 3.3029 | 1019.75 | 947.875 | 1970.9279 | 1967.625
2023-12-06 15:00 | DK1 | 0.027083 | 945.75 | 881.9167 | 1827.6938 | 1827.6667
2023-12-06 16:00 | DK1 | 0 | 937.3333 | 859.7917 | 1797.125 | 1797.125
2023-12-06 17:00 | DK1 | 0.000417 | 805.25 | 785.5833 | 1590.8337 | 1590.8333
2023-12-06 18:00 | DK1 | 0 | 734.75 | 732.5 | 1467.25 | 1467.25
2023-12-06 19:00 | DK1 | 0 | 749.1667 | 742.375 | 1491.5417 | 1491.5417
2023-12-06 20:00 | DK1 | 0 | 664.25 | 708.5833 | 1372.8333 | 1372.8333
2023-12-06 21:00 | DK1 | 0 | 617.2917 | 643.9167 | 1261.2084 | 1261.2084
2023-12-06 22:00 | DK1 | 0 | 535.7917 | 592.375 | 1128.1667 | 1128.1667
2023-12-06 23:00 | DK1 | 0 | 473.75 | 549.375 | 1023.125 | 1023.125
2023-12-07 | DK1 | 0 | 379.9167 | 460.0417 | 839.9583 | 839.9583
2023-12-07 01:00 | DK1 | 0 | 293.7083 | 376.25 | 669.9583 | 669.9583
2023-12-07 02:00 | DK1 | 0 | 231.625 | 305.0833 | 536.7083 | 536.7083
2023-12-07 03:00 | DK1 | 0 | 211.0833 | 248.375 | 459.4583 | 459.4583
2023-12-07 04:00 | DK1 | 0.00125 | 167.125 | 194.9167 | 362.0429 | 362.0417
2023-12-07 05:00 | DK1 | 0.009583 | 178.9583 | 166.2917 | 345.2596 | 345.25
2023-12-07 06:00 | DK1 | 0.019167 | 172 | 169.9583 | 341.9775 | 341.9583
2023-12-07 07:00 | DK1 | 0.034167 | 159.3333 | 138.9167 | 298.2842 | 298.25
2023-12-07 08:00 | DK1 | 1.5675 | 167.4167 | 120.5833 | 289.5675 | 288
2023-12-07 09:00 | DK1 | 13.9504 | 164.5 | 70.125 | 248.5754 | 234.625
2023-12-07 10:00 | DK1 | 11.6879 | 88.9167 | 54 | 154.6046 | 142.9167
2023-12-07 11:00 | DK1 | 11.5638 | 52.7083 | 37.3333 | 101.6054 | 90.0417
2023-12-07 12:00 | DK1 | 13.1183 | 46.7917 | 23.625 | 83.535 | 70.4167
2023-12-07 13:00 | DK1 | 8.5596 | 59.2083 | 51.5417 | 119.3096 | 110.75
2023-12-07 14:00 | DK1 | 2.6179 | 84.3333 | 66.1667 | 153.1179 | 150.5
2023-12-07 15:00 | DK1 | 0.039167 | 110.625 | 73.7083 | 184.3725 | 184.3333
2023-12-07 16:00 | DK1 | 0 | 152.875 | 131.9167 | 284.7917 | 284.7917
2023-12-07 17:00 | DK1 | 0.000417 | 96.7083 | 132.6667 | 229.3754 | 229.375
2023-12-07 18:00 | DK1 | 0 | 73.4167 | 229.25 | 302.6667 | 302.6667
2023-12-07 19:00 | DK1 | 0 | 179.5 | 295.0833 | 474.5833 | 474.5833
2023-12-07 20:00 | DK1 | 0 | 331.4167 | 371.8333 | 703.25 | 703.25
2023-12-07 21:00 | DK1 | 0 | 379.1667 | 452 | 831.1667 | 831.1667
2023-12-07 22:00 | DK1 | 0 | 352.5417 | 551.0833 | 903.625 | 903.625
2023-12-07 23:00 | DK1 | 0 | 393.0417 | 574.6667 | 967.7083 | 967.7083
2023-12-08 | DK1 | 0 | 418.9167 | 701.9583 | 1120.875 | 1120.875
2023-12-08 01:00 | DK1 | 0 | 460.125 | 722 | 1182.125 | 1182.125
2023-12-08 02:00 | DK1 | 0 | 551.9167 | 732 | 1283.9167 | 1283.9167
2023-12-08 03:00 | DK1 | 0 | 674.2083 | 749.2083 | 1423.4166 | 1423.4166
2023-12-08 04:00 | DK1 | 0.00125 | 821 | 771.9583 | 1592.9596 | 1592.9583
2023-12-08 05:00 | DK1 | 0.01 | 999.1667 | 774.6667 | 1773.8434 | 1773.8334
2023-12-08 06:00 | DK1 | 0.019167 | 942.25 | 828.9167 | 1771.1859 | 1771.1667
2023-12-08 07:00 | DK1 | 0.030417 | 960.7083 | 913.9583 | 1874.697 | 1874.6666
2023-12-08 08:00 | DK1 | 1.1187 | 1077.75 | 935.1667 | 2014.0354 | 2012.9167
2023-12-08 09:00 | DK1 | 8.2525 | 1122.0416 | 904.7917 | 2035.0858 | 2026.8333
2023-12-08 10:00 | DK1 | 10.9296 | 1102.4166 | 914.125 | 2027.4712 | 2016.5416
2023-12-08 11:00 | DK1 | 15.3488 | 1151.75 | 945.7083 | 2112.8071 | 2097.4583
2023-12-08 12:00 | DK1 | 14.1671 | 1101.8334 | 1034.125 | 2150.1255 | 2135.9584
2023-12-08 13:00 | DK1 | 10 | 1109.5834 | 1070.25 | 2189.8334 | 2179.8334
2023-12-08 14:00 | DK1 | 2.9642 | 963.8333 | 1067.1666 | 2033.9641 | 2030.9999
2023-12-08 15:00 | DK1 | 0.30833 | 841.2917 | 968.1667 | 1809.7667 | 1809.4584
2023-12-08 16:00 | DK1 | 0 | 760.0833 | 995 | 1755.0833 | 1755.0833
2023-12-08 17:00 | DK1 | 0 | 691.9167 | 1023.0833 | 1715 | 1715
2023-12-08 18:00 | DK1 | 0 | 661.125 | 957.5 | 1618.625 | 1618.625
2023-12-08 19:00 | DK1 | 0 | 650.8333 | 840.3333 | 1491.1666 | 1491.1666
2023-12-08 20:00 | DK1 | 0 | 603.7083 | 791.9167 | 1395.625 | 1395.625
2023-12-08 21:00 | DK1 | 0 | 515.75 | 730.625 | 1246.375 | 1246.375
2023-12-08 22:00 | DK1 | 0 | 472.125 | 784.75 | 1256.875 | 1256.875
2023-12-08 23:00 | DK1 | 0 | 447.375 | 887.7083 | 1335.0833 | 1335.0833
2023-12-09 | DK1 | 0 | 355.9583 | 888.875 | 1244.8333 | 1244.8333
2023-12-09 01:00 | DK1 | 0 | 441.8333 | 908.625 | 1350.4583 | 1350.4583
2023-12-09 02:00 | DK1 | 0 | 533.375 | 947.5417 | 1480.9167 | 1480.9167
2023-12-09 03:00 | DK1 | 0 | 545.7083 | 957.3333 | 1503.0416 | 1503.0416
2023-12-09 04:00 | DK1 | 0.00125 | 576.9583 | 927.2917 | 1504.2513 | 1504.25
2023-12-09 05:00 | DK1 | 0.01 | 713.2083 | 835.4167 | 1548.635 | 1548.625
2023-12-09 06:00 | DK1 | 0.019167 | 746.4167 | 892.5 | 1638.9359 | 1638.9167
2023-12-09 07:00 | DK1 | 0.028333 | 951.9583 | 831.125 | 1783.1116 | 1783.0833
2023-12-09 08:00 | DK1 | 0.8175 | 1222.125 | 814.75 | 2037.6925 | 2036.875
2023-12-09 09:00 | DK1 | 7.0671 | 1182.625 | 944.375 | 2134.0671 | 2127
2023-12-09 10:00 | DK1 | 13.1896 | 1061.8334 | 971.25 | 2046.273 | 2033.0834
2023-12-09 11:00 | DK1 | 20.7337 | 1106.5834 | 1035 | 2162.3171 | 2141.5834
2023-12-09 12:00 | DK1 | 23.7733 | 1018.875 | 999.75 | 2042.3983 | 2018.625
2023-12-09 13:00 | DK1 | 17.4567 | 931.0833 | 1080.2916 | 2028.8316 | 2011.3749
2023-12-09 14:00 | DK1 | 9.0667 | 894.7083 | 1067.125 | 1970.9 | 1961.8333
2023-12-09 15:00 | DK1 | 0.83875 | 935.5 | 1054.875 | 1991.2137 | 1990.375
2023-12-09 16:00 | DK1 | 0 | 1161.4166 | 1088.4166 | 2249.8333 | 2249.8333
2023-12-09 17:00 | DK1 | 0 | 1358.0416 | 1088.625 | 2446.6666 | 2446.6666
2023-12-09 18:00 | DK1 | 0 | 1518.25 | 1098.2916 | 2616.5416 | 2616.5416
2023-12-09 19:00 | DK1 | 0 | 1763.7084 | 1102.25 | 2865.9584 | 2865.9584
2023-12-09 20:00 | DK1 | 0 | 1777.625 | 1101.9584 | 2879.5834 | 2879.5834
2023-12-09 21:00 | DK1 | 0 | 1892.3334 | 1111.4166 | 3003.75 | 3003.75
2023-12-09 22:00 | DK1 | 0 | 1889.7916 | 1106.875 | 2996.6666 | 2996.6666
2023-12-09 23:00 | DK1 | 0 | 1988.0416 | 1105.25 | 3093.2916 | 3093.2916
2023-12-10 | DK1 | 0 | 2019.125 | 1108 | 3127.125 | 3127.125
2023-12-10 01:00 | DK1 | 0 | 2190.5417 | 1094.625 | 3285.1667 | 3285.1667
2023-12-10 02:00 | DK1 | 0 | 2168.25 | 1107.4584 | 3275.7084 | 3275.7084
2023-12-10 03:00 | DK1 | 0 | 2210.5 | 1052.8334 | 3263.3334 | 3263.3334
2023-12-10 04:00 | DK1 | 0.00125 | 2178.625 | 1042.125 | 3220.7512 | 3220.75
2023-12-10 05:00 | DK1 | 0.010833 | 2296 | 1025.9166 | 3321.9275 | 3321.9166
2023-12-10 06:00 | DK1 | 0.019167 | 1960.375 | 1082.875 | 3043.2692 | 3043.25
2023-12-10 07:00 | DK1 | 0.02875 | 1981.3334 | 1071.625 | 3052.9871 | 3052.9584
2023-12-10 08:00 | DK1 | 0.47833 | 2149.4167 | 1024.5 | 3174.3951 | 3173.9167
2023-12-10 09:00 | DK1 | 5.6133 | 1826.4584 | 1029.8334 | 2861.9051 | 2856.2917
2023-12-10 10:00 | DK1 | 14.4787 | 1541.625 | 1034.3334 | 2590.4371 | 2575.9584
2023-12-10 11:00 | DK1 | 23.8788 | 1602.4166 | 849.125 | 2475.4204 | 2451.5416
2023-12-10 12:00 | DK1 | 29.3921 | 1506.2916 | 783.7083 | 2319.392 | 2289.9999
2023-12-10 13:00 | DK1 | 19.6212 | 1307.0834 | 874.5833 | 2201.2879 | 2181.6667
2023-12-10 14:00 | DK1 | 3.6571 | 1219.2916 | 971.8333 | 2194.782 | 2191.1249
2023-12-10 15:00 | DK1 | 0.31208 | 1309.75 | 967.2083 | 2277.2704 | 2276.9583
2023-12-10 16:00 | DK1 | 0 | 1452.625 | 988.7083 | 2441.3333 | 2441.3333
2023-12-10 17:00 | DK1 | 0 | 1441.5 | 955.4583 | 2396.9583 | 2396.9583
2023-12-10 18:00 | DK1 | 0 | 1286.625 | 815.75 | 2102.375 | 2102.375
2023-12-10 19:00 | DK1 | 0 | 1342 | 563.2917 | 1905.2917 | 1905.2917
2023-12-10 20:00 | DK1 | 0 | 1226.2084 | 457.4583 | 1683.6667 | 1683.6667
2023-12-10 21:00 | DK1 | 0 | 1125.25 | 417.625 | 1542.875 | 1542.875
2023-12-10 22:00 | DK1 | 0 | 989.25 | 404.4583 | 1393.7083 | 1393.7083
2023-12-10 23:00 | DK1 | 0 | 910.3333 | 530.6667 | 1441 | 1441
2023-12-11 | DK1 | 0 | 805.5 | 590.25 | 1395.75 | 1395.75
2023-12-11 01:00 | DK1 | 0 | 727.625 | 468.5 | 1196.125 | 1196.125
2023-12-11 02:00 | DK1 | 0 | 615.3333 | 411.5833 | 1026.9167 | 1026.9167
2023-12-11 03:00 | DK1 | 0 | 566.6667 | 452.7917 | 1019.4583 | 1019.4583
2023-12-11 04:00 | DK1 | 0.00125 | 519.75 | 449.2917 | 969.0429 | 969.0417
2023-12-11 05:00 | DK1 | 0.010833 | 513.25 | 435.875 | 949.1358 | 949.125
2023-12-11 06:00 | DK1 | 0.019583 | 420.7917 | 418.9167 | 839.7279 | 839.7083
2023-12-11 07:00 | DK1 | 0.02875 | 486.2917 | 439.2917 | 925.6121 | 925.5833
2023-12-11 08:00 | DK1 | 0.465 | 605.0417 | 487.9583 | 1093.465 | 1093
2023-12-11 09:00 | DK1 | 5.3825 | 638.7917 | 493.4583 | 1137.6325 | 1132.25
2023-12-11 10:00 | DK1 | 21.1579 | 611.9167 | 480.375 | 1113.4496 | 1092.2917
2023-12-11 11:00 | DK1 | 25.4112 | 574.9167 | 498.5417 | 1098.8696 | 1073.4583
2023-12-11 12:00 | DK1 | 33.5058 | 579.0833 | 447.875 | 1060.4641 | 1026.9583
2023-12-11 13:00 | DK1 | 25.1783 | 609.7083 | 420.8333 | 1055.72 | 1030.5417
2023-12-11 14:00 | DK1 | 12.0412 | 677.125 | 466.3333 | 1155.4996 | 1143.4583
2023-12-11 15:00 | DK1 | 1.7108 | 678.7917 | 499.7917 | 1180.2942 | 1178.5833
2023-12-11 16:00 | DK1 | 0.006667 | 663.6667 | 567.625 | 1231.2984 | 1231.2917
2023-12-11 17:00 | DK1 | 0 | 604.4583 | 588.5 | 1192.9583 | 1192.9583
2023-12-11 18:00 | DK1 | 0 | 551 | 466.375 | 1017.375 | 1017.375
2023-12-11 19:00 | DK1 | 0 | 515.0417 | 427.2917 | 942.3333 | 942.3333
2023-12-11 20:00 | DK1 | 0 | 412.7083 | 351.3333 | 764.0417 | 764.0417
2023-12-11 21:00 | DK1 | 0 | 303.9167 | 342.3333 | 646.25 | 646.25
2023-12-11 22:00 | DK1 | 1.0004 | 238.4583 | 350.125 | 589.5837 | 588.5833
2023-12-11 23:00 | DK1 | 0.69083 | 283.5 | 320.4583 | 604.6492 | 603.9583
2023-12-12 | DK1 | 0.38125 | 267.2917 | 225.9583 | 493.6312 | 493.25
2023-12-12 01:00 | DK1 | 0.072083 | 314.8333 | 217 | 531.9054 | 531.8333
2023-12-12 02:00 | DK1 | 0.06875 | 258.4583 | 269.875 | 528.4021 | 528.3333
2023-12-12 03:00 | DK1 | 0.06875 | 281.375 | 410.2917 | 691.7354 | 691.6667
2023-12-12 04:00 | DK1 | 0.07 | 289.8333 | 392.0417 | 681.945 | 681.875
2023-12-12 05:00 | DK1 | 0.080417 | 301.0833 | 345.7083 | 646.8721 | 646.7917
2023-12-12 06:00 | DK1 | 0.089583 | 278.5833 | 293.5417 | 572.2146 | 572.125
2023-12-12 07:00 | DK1 | 0.097917 | 329.2917 | 318.4583 | 647.8479 | 647.75
2023-12-12 08:00 | DK1 | 0.6875 | 379.4167 | 325.0417 | 705.1458 | 704.4583
2023-12-12 09:00 | DK1 | 7.6192 | 328.5833 | 354.9167 | 691.1192 | 683.5
2023-12-12 10:00 | DK1 | 34.4154 | 399.3333 | 359.3333 | 793.0821 | 758.6667
2023-12-12 11:00 | DK1 | 58.4958 | 388.625 | 389.375 | 836.4958 | 778
2023-12-12 12:00 | DK1 | 73.4333 | 406.5 | 414.3333 | 894.2667 | 820.8333
2023-12-12 13:00 | DK1 | 69.3017 | 429.625 | 401.25 | 900.1767 | 830.875
2023-12-12 14:00 | DK1 | 39.6217 | 558.6667 | 422.375 | 1020.6634 | 981.0417
2023-12-12 15:00 | DK1 | 6.6346 | 730.375 | 543.3333 | 1280.3429 | 1273.7083
2023-12-12 16:00 | DK1 | 0 | 1026.9166 | 713.8333 | 1740.7499 | 1740.7499
2023-12-12 17:00 | DK1 | 0 | 1136.9166 | 765.9583 | 1902.8749 | 1902.8749
2023-12-12 18:00 | DK1 | 0 | 1364.4584 | 805.9167 | 2170.3751 | 2170.3751
2023-12-12 19:00 | DK1 | 0 | 1613.5834 | 865.0833 | 2478.6667 | 2478.6667
2023-12-12 20:00 | DK1 | 0 | 1698.5416 | 888.2917 | 2586.8333 | 2586.8333
2023-12-12 21:00 | DK1 | 0 | 1713.2084 | 902.375 | 2615.5834 | 2615.5834
2023-12-12 22:00 | DK1 | 0 | 1639.5416 | 945.5417 | 2585.0833 | 2585.0833
2023-12-12 23:00 | DK1 | 0 | 1675.625 | 933.7917 | 2609.4167 | 2609.4167
2023-12-13 | DK1 | 0 | 1788.4584 | 920.3333 | 2708.7917 | 2708.7917
2023-12-13 01:00 | DK1 | 0 | 2115.2083 | 874.7083 | 2989.9166 | 2989.9166
2023-12-13 02:00 | DK1 | 0 | 2289 | 896 | 3185 | 3185
2023-12-13 03:00 | DK1 | 0 | 2478.3333 | 946.875 | 3425.2083 | 3425.2083
2023-12-13 04:00 | DK1 | 0.002083 | 2515.25 | 1020.7083 | 3535.9604 | 3535.9583
2023-12-13 05:00 | DK1 | 0.011667 | 2504.5 | 1042.4584 | 3546.97 | 3546.9584
2023-12-13 06:00 | DK1 | 0.02125 | 2297.7917 | 767.7917 | 3065.6047 | 3065.5834
2023-12-13 07:00 | DK1 | 0.029167 | 2388.9167 | 677.375 | 3066.3209 | 3066.2917
2023-12-13 08:00 | DK1 | 0.66583 | 2541.5833 | 668.4583 | 3210.7074 | 3210.0416
2023-12-13 09:00 | DK1 | 7.9912 | 2313.4583 | 648.5833 | 2970.0328 | 2962.0416
2023-12-13 10:00 | DK1 | 32.09 | 2146.2917 | 677.5417 | 2855.9234 | 2823.8334
2023-12-13 11:00 | DK1 | 58.7592 | 2171.875 | 667.5833 | 2898.2175 | 2839.4583
2023-12-13 12:00 | DK1 | 77.5396 | 2158.4167 | 665.2917 | 2901.248 | 2823.7084
2023-12-13 13:00 | DK1 | 65.3225 | 2147.2917 | 669.9167 | 2882.5309 | 2817.2084
2023-12-13 14:00 | DK1 | 31.8087 | 1981.4166 | 642.2917 | 2655.5171 | 2623.7083
2023-12-13 15:00 | DK1 | 6.9375 | 1940.125 | 626 | 2573.0625 | 2566.125
2023-12-13 16:00 | DK1 | 0.0075 | 1845.75 | 569.5 | 2415.2575 | 2415.25
2023-12-13 17:00 | DK1 | 0 | 1700.625 | 545.8333 | 2246.4583 | 2246.4583
2023-12-13 18:00 | DK1 | 0 | 1443.875 | 436.5 | 1880.375 | 1880.375
2023-12-13 19:00 | DK1 | 0 | 1397.2916 | 436.9167 | 1834.2083 | 1834.2083
2023-12-13 20:00 | DK1 | 0 | 1229.2084 | 404.3333 | 1633.5417 | 1633.5417
2023-12-13 21:00 | DK1 | 0 | 1053.4166 | 364.0417 | 1417.4583 | 1417.4583
2023-12-13 22:00 | DK1 | 0 | 773.9167 | 261.0833 | 1035 | 1035
2023-12-13 23:00 | DK1 | 0 | 611.7083 | 233.0833 | 844.7916 | 844.7916
2023-12-14 | DK1 | 0 | 470.2917 | 196.2917 | 666.5833 | 666.5833
2023-12-14 01:00 | DK1 | 0 | 334.1667 | 191.875 | 526.0417 | 526.0417
2023-12-14 02:00 | DK1 | 0 | 249.7917 | 134.4167 | 384.2083 | 384.2083
2023-12-14 03:00 | DK1 | 0 | 210.4583 | 110.3333 | 320.7917 | 320.7917
2023-12-14 04:00 | DK1 | 0.00125 | 132.5 | 75.625 | 208.1262 | 208.125
2023-12-14 05:00 | DK1 | 0.011667 | 64.6667 | 49.125 | 113.8033 | 113.7917
2023-12-14 06:00 | DK1 | 0.02125 | 40.7917 | 16.5833 | 57.3963 | 57.375
2023-12-14 07:00 | DK1 | 0.03 | 17.4583 | 0 | 17.4883 | 17.4583
2023-12-14 08:00 | DK1 | 0.62875 | 17.875 | 0 | 18.5038 | 17.875
2023-12-14 09:00 | DK1 | 7.6671 | 7 | 0.041667 | 14.7088 | 7.0417
2023-12-14 10:00 | DK1 | 35.9967 | 14.75 | 7.5 | 58.2467 | 22.25
2023-12-14 11:00 | DK1 | 80.1712 | 18.0833 | 27.3333 | 125.5879 | 45.4167
2023-12-14 12:00 | DK1 | 107.0058 | 18.75 | 25.9583 | 151.7142 | 44.7083
2023-12-14 13:00 | DK1 | 85.4417 | 18.5417 | 34.9167 | 138.9 | 53.4583
2023-12-14 14:00 | DK1 | 51.3617 | 25.5 | 71.125 | 147.9867 | 96.625
2023-12-14 15:00 | DK1 | 18.8833 | 39.7083 | 98.0833 | 156.675 | 137.7917
2023-12-14 16:00 | DK1 | 0.056667 | 75.2083 | 104 | 179.265 | 179.2083
2023-12-14 17:00 | DK1 | 0 | 146.125 | 161.9583 | 308.0833 | 308.0833
2023-12-14 18:00 | DK1 | 0 | 219.9167 | 221.3333 | 441.25 | 441.25
2023-12-14 19:00 | DK1 | 0 | 366.125 | 309.125 | 675.25 | 675.25
2023-12-14 20:00 | DK1 | 0 | 489 | 248.5 | 737.5 | 737.5
2023-12-14 21:00 | DK1 | 0 | 623.5417 | 176.9583 | 800.5 | 800.5
2023-12-14 22:00 | DK1 | 0 | 676.625 | 153.75 | 830.375 | 830.375
2023-12-14 23:00 | DK1 | 0 | 678.0833 | 108.0833 | 786.1666 | 786.1666
2023-12-15 | DK1 | 0 | 668.7083 | 131.1667 | 799.875 | 799.875
2023-12-15 01:00 | DK1 | 0 | 747.0417 | 163.2083 | 910.25 | 910.25
2023-12-15 02:00 | DK1 | 0 | 813.0833 | 193.2917 | 1006.375 | 1006.375
2023-12-15 03:00 | DK1 | 0 | 767.375 | 210.4583 | 977.8333 | 977.8333
2023-12-15 04:00 | DK1 | 0.00125 | 706.875 | 202.6667 | 909.5429 | 909.5417
2023-12-15 05:00 | DK1 | 0.011667 | 672.5417 | 217.9167 | 890.47 | 890.4584
2023-12-15 06:00 | DK1 | 0.022083 | 724.6667 | 249.4583 | 974.1471 | 974.125
2023-12-15 07:00 | DK1 | 0.030833 | 834.6667 | 275.8333 | 1110.5309 | 1110.5
2023-12-15 08:00 | DK1 | 1.0392 | 981.0417 | 266 | 1248.0809 | 1247.0417
2023-12-15 09:00 | DK1 | 19.1029 | 1073.625 | 394.1667 | 1486.8946 | 1467.7917
2023-12-15 10:00 | DK1 | 92.6937 | 1194.125 | 407.5833 | 1694.4021 | 1601.7083
2023-12-15 11:00 | DK1 | 106.6129 | 1138.5 | 444.4167 | 1689.5296 | 1582.9167
2023-12-15 12:00 | DK1 | 135.7196 | 1117.5 | 535.8333 | 1789.0529 | 1653.3333
2023-12-15 13:00 | DK1 | 128.945 | 1257.4584 | 549.6667 | 1936.0701 | 1807.1251
2023-12-15 14:00 | DK1 | 135.9688 | 1378.25 | 603.3333 | 2117.5521 | 1981.5833
2023-12-15 15:00 | DK1 | 42.9004 | 1410.25 | 546.3333 | 1999.4837 | 1956.5833
2023-12-15 16:00 | DK1 | 0.01125 | 1528.9584 | 516.2917 | 2045.2613 | 2045.2501
2023-12-15 17:00 | DK1 | 0 | 1382.6666 | 528.9167 | 1911.5833 | 1911.5833
2023-12-15 18:00 | DK1 | 0 | 1193.4166 | 407.375 | 1600.7916 | 1600.7916
2023-12-15 19:00 | DK1 | 0 | 1465.4166 | 480.8333 | 1946.25 | 1946.25
2023-12-15 20:00 | DK1 | 0 | 1494.1666 | 472.875 | 1967.0416 | 1967.0416
2023-12-15 21:00 | DK1 | 0 | 1443.375 | 616.0417 | 2059.4167 | 2059.4167
2023-12-15 22:00 | DK1 | 0 | 1503.25 | 633.125 | 2136.375 | 2136.375
2023-12-15 23:00 | DK1 | 0 | 1640.5834 | 625.875 | 2266.4584 | 2266.4584
2023-12-16 | DK1 | 0 | 1749.625 | 582.5417 | 2332.1667 | 2332.1667
2023-12-16 01:00 | DK1 | 0 | 1952.8334 | 651.0417 | 2603.8751 | 2603.8751
2023-12-16 02:00 | DK1 | 0 | 2123.3333 | 632.4167 | 2755.7499 | 2755.7499
2023-12-16 03:00 | DK1 | 0 | 2178.4583 | 683.25 | 2861.7083 | 2861.7083
2023-12-16 04:00 | DK1 | 0.000417 | 2281.2917 | 700.2917 | 2981.5839 | 2981.5834
2023-12-16 05:00 | DK1 | 0.010833 | 2392.5833 | 664.5417 | 3057.1358 | 3057.1249
2023-12-16 06:00 | DK1 | 0.02125 | 2372.8333 | 713.625 | 3086.4795 | 3086.4583
2023-12-16 07:00 | DK1 | 0.030833 | 2562.7083 | 707.5833 | 3270.3224 | 3270.2916
2023-12-16 08:00 | DK1 | 0.27792 | 2776.5417 | 698.875 | 3475.6947 | 3475.4167
2023-12-16 09:00 | DK1 | 4.08 | 2779.4167 | 693.9167 | 3477.4134 | 3473.3334
2023-12-16 10:00 | DK1 | 27.4154 | 2723.125 | 709.2083 | 3459.7487 | 3432.3333
2023-12-16 11:00 | DK1 | 67.9938 | 2866.3333 | 682.2917 | 3616.6187 | 3548.6249
2023-12-16 12:00 | DK1 | 116.3363 | 2860.4167 | 740.375 | 3717.128 | 3600.7917
2023-12-16 13:00 | DK1 | 113.6458 | 3043.5 | 740.0417 | 3897.1875 | 3783.5417
2023-12-16 14:00 | DK1 | 62.3071 | 3109.1667 | 754.7917 | 3926.2655 | 3863.9584
2023-12-16 15:00 | DK1 | 20.6025 | 3154 | 746.2917 | 3920.8942 | 3900.2917
2023-12-16 16:00 | DK1 | 0 | 3291.1667 | 752 | 4043.1667 | 4043.1667
2023-12-16 17:00 | DK1 | 0 | 3229.75 | 770.625 | 4000.375 | 4000.375
2023-12-16 18:00 | DK1 | 0 | 3178.9167 | 766.4583 | 3945.3751 | 3945.3751
2023-12-16 19:00 | DK1 | 0 | 3401.5 | 755 | 4156.5 | 4156.5
2023-12-16 20:00 | DK1 | 0 | 3423.625 | 758.125 | 4181.75 | 4181.75
2023-12-16 21:00 | DK1 | 0 | 3371.5833 | 753.0417 | 4124.6249 | 4124.6249
2023-12-16 22:00 | DK1 | 0 | 3273.75 | 748.8333 | 4022.5833 | 4022.5833
2023-12-16 23:00 | DK1 | 0 | 2988.75 | 751.375 | 3740.125 | 3740.125
2023-12-17 | DK1 | 0 | 2678.5417 | 746.375 | 3424.9167 | 3424.9167
2023-12-17 01:00 | DK1 | 0 | 2319.8333 | 747.7083 | 3067.5416 | 3067.5416
2023-12-17 02:00 | DK1 | 0 | 2331.125 | 735.5833 | 3066.7083 | 3066.7083
2023-12-17 03:00 | DK1 | 0 | 2452.25 | 676.5 | 3128.75 | 3128.75
2023-12-17 04:00 | DK1 | 0.000417 | 2701.1667 | 688.875 | 3390.0422 | 3390.0417
2023-12-17 05:00 | DK1 | 0.011667 | 2749.3333 | 759.4583 | 3508.8032 | 3508.7916
2023-12-17 06:00 | DK1 | 0.022083 | 2646.875 | 695.375 | 3342.2721 | 3342.25
2023-12-17 07:00 | DK1 | 0.031667 | 2882.2917 | 736 | 3618.3234 | 3618.2917
2023-12-17 08:00 | DK1 | 0.42583 | 3146.5417 | 758 | 3904.9676 | 3904.5417
2023-12-17 09:00 | DK1 | 4.3517 | 3167.75 | 755.7083 | 3927.81 | 3923.4583
2023-12-17 10:00 | DK1 | 29.7421 | 3141.875 | 751.625 | 3923.2421 | 3893.5
2023-12-17 11:00 | DK1 | 41.0892 | 3379.4167 | 754 | 4174.5059 | 4133.4167
2023-12-17 12:00 | DK1 | 36.2267 | 3458.125 | 747.8333 | 4242.185 | 4205.9583
2023-12-17 13:00 | DK1 | 24.7496 | 3569.125 | 759.6667 | 4353.5413 | 4328.7917
2023-12-17 14:00 | DK1 | 8.9908 | 3532.5833 | 753.3333 | 4294.9074 | 4285.9166
2023-12-17 15:00 | DK1 | 0.16708 | 3524.0833 | 753.5 | 4277.7503 | 4277.5833
2023-12-17 16:00 | DK1 | 0 | 3618 | 751.4583 | 4369.4583 | 4369.4583
2023-12-17 17:00 | DK1 | 0 | 3464.4583 | 752.5 | 4216.9583 | 4216.9583
2023-12-17 18:00 | DK1 | 0 | 3304.7083 | 753 | 4057.7083 | 4057.7083
2023-12-17 19:00 | DK1 | 0 | 3457.125 | 753.75 | 4210.875 | 4210.875
2023-12-17 20:00 | DK1 | 0 | 3366.2083 | 759.375 | 4125.5833 | 4125.5833
2023-12-17 21:00 | DK1 | 0 | 3290.5833 | 754.5417 | 4045.1249 | 4045.1249
2023-12-17 22:00 | DK1 | 0 | 3190.4167 | 753.7083 | 3944.1251 | 3944.1251
2023-12-17 23:00 | DK1 | 0 | 3217.4167 | 750.8333 | 3968.2501 | 3968.2501
2023-12-18 | DK1 | 0 | 3151.8333 | 690.4583 | 3842.2916 | 3842.2916
2023-12-18 01:00 | DK1 | 0 | 3181.1667 | 743.375 | 3924.5417 | 3924.5417
2023-12-18 02:00 | DK1 | 0 | 3027.0833 | 748.375 | 3775.4583 | 3775.4583
2023-12-18 03:00 | DK1 | 0 | 2772.875 | 744.5417 | 3517.4167 | 3517.4167
2023-12-18 04:00 | DK1 | 0.000417 | 2420.3333 | 734.9583 | 3155.292 | 3155.2916
2023-12-18 05:00 | DK1 | 0.011667 | 2254.1667 | 737.9167 | 2992.0951 | 2992.0834
2023-12-18 06:00 | DK1 | 0.022917 | 1955.25 | 715.7083 | 2670.9812 | 2670.9583
2023-12-18 07:00 | DK1 | 0.0325 | 1931.5416 | 661.2917 | 2592.8658 | 2592.8333
2023-12-18 08:00 | DK1 | 0.165 | 1942.1666 | 679.1667 | 2621.4983 | 2621.3333
2023-12-18 09:00 | DK1 | 3.8517 | 1561.5834 | 631.375 | 2196.81 | 2192.9584
2023-12-18 10:00 | DK1 | 22.25 | 1467.8334 | 695.8333 | 2185.9167 | 2163.6667
2023-12-18 11:00 | DK1 | 46.6667 | 1609.5416 | 659.1667 | 2315.375 | 2268.7083
2023-12-18 12:00 | DK1 | 56.1404 | 1690.875 | 633.25 | 2380.2654 | 2324.125
2023-12-18 13:00 | DK1 | 37.7129 | 1801.75 | 705.5417 | 2545.0046 | 2507.2917
2023-12-18 14:00 | DK1 | 15.4775 | 1876.25 | 665.5 | 2557.2275 | 2541.75
2023-12-18 15:00 | DK1 | 1.0096 | 1974.2916 | 679.125 | 2654.4262 | 2653.4166
2023-12-18 16:00 | DK1 | 0 | 2315.625 | 710.9167 | 3026.5417 | 3026.5417
2023-12-18 17:00 | DK1 | 0 | 2645.3333 | 746.875 | 3392.2083 | 3392.2083
2023-12-18 18:00 | DK1 | 0 | 2885.1667 | 753.3333 | 3638.5001 | 3638.5001
2023-12-18 19:00 | DK1 | 0 | 3390.25 | 739.6667 | 4129.9167 | 4129.9167
2023-12-18 20:00 | DK1 | 0 | 3389.0417 | 762.25 | 4151.2917 | 4151.2917
2023-12-18 21:00 | DK1 | 0 | 3431.7083 | 764.625 | 4196.3333 | 4196.3333
2023-12-18 22:00 | DK1 | 0 | 3447.875 | 758.4167 | 4206.2917 | 4206.2917
2023-12-18 23:00 | DK1 | 0 | 3448.625 | 765.4167 | 4214.0417 | 4214.0417
2023-12-19 | DK1 | 0 | 3208.625 | 736.7083 | 3945.3333 | 3945.3333
2023-12-19 01:00 | DK1 | 0 | 3107.125 | 639.4583 | 3746.5833 | 3746.5833
2023-12-19 02:00 | DK1 | 0 | 2956.2083 | 631.8333 | 3588.0416 | 3588.0416
2023-12-19 03:00 | DK1 | 0 | 2744.5833 | 629.5 | 3374.0833 | 3374.0833
2023-12-19 04:00 | DK1 | 0.000417 | 2436.75 | 627.875 | 3064.6254 | 3064.625
2023-12-19 05:00 | DK1 | 0.0125 | 2131.5833 | 519.7917 | 2651.3874 | 2651.3749
2023-12-19 06:00 | DK1 | 0.022917 | 1678.125 | 522.0833 | 2200.2312 | 2200.2083
2023-12-19 07:00 | DK1 | 0.033333 | 1508.4166 | 418.3333 | 1926.7833 | 1926.75
2023-12-19 08:00 | DK1 | 0.23875 | 1547.4166 | 384.2083 | 1931.8637 | 1931.625
2023-12-19 09:00 | DK1 | 3.9675 | 1360.5416 | 403.2917 | 1767.8008 | 1763.8333
2023-12-19 10:00 | DK1 | 36.0142 | 1191.625 | 449.8333 | 1677.4725 | 1641.4583
2023-12-19 11:00 | DK1 | 91.3512 | 1070.9166 | 451.75 | 1614.0179 | 1522.6666
2023-12-19 12:00 | DK1 | 113.4304 | 1058.25 | 285.5833 | 1457.2638 | 1343.8333
2023-12-19 13:00 | DK1 | 106.7092 | 1229.3334 | 307.9167 | 1643.9592 | 1537.25
2023-12-19 14:00 | DK1 | 60.5242 | 1245.9584 | 362.25 | 1668.7325 | 1608.2084
2023-12-19 15:00 | DK1 | 18.2575 | 1155.4584 | 467.0417 | 1640.7575 | 1622.5
2023-12-19 16:00 | DK1 | 0 | 1445.625 | 481.25 | 1926.875 | 1926.875
2023-12-19 17:00 | DK1 | 0 | 1376.75 | 412.875 | 1789.625 | 1789.625
2023-12-19 18:00 | DK1 | 0 | 1305.375 | 490.7083 | 1796.0833 | 1796.0833
2023-12-19 19:00 | DK1 | 0 | 1433.7916 | 491.125 | 1924.9166 | 1924.9166
2023-12-19 20:00 | DK1 | 0 | 1520.8334 | 608.2917 | 2129.1251 | 2129.1251
2023-12-19 21:00 | DK1 | 0 | 1602.5416 | 631.125 | 2233.6666 | 2233.6666
2023-12-19 22:00 | DK1 | 0 | 1723.0834 | 644.7083 | 2367.7917 | 2367.7917
2023-12-19 23:00 | DK1 | 0 | 1797.0416 | 709 | 2506.0416 | 2506.0416
2023-12-20 | DK1 | 0 | 1912.4166 | 718.9583 | 2631.3749 | 2631.3749
2023-12-20 01:00 | DK1 | 0 | 2090.125 | 721.25 | 2811.375 | 2811.375
2023-12-20 02:00 | DK1 | 0 | 2137.2083 | 707.25 | 2844.4583 | 2844.4583
2023-12-20 03:00 | DK1 | 0 | 2169.5 | 739.0833 | 2908.5833 | 2908.5833
2023-12-20 04:00 | DK1 | 0.00125 | 2129.0833 | 733.2917 | 2862.3762 | 2862.3749
2023-12-20 05:00 | DK1 | 0.0125 | 2031.5834 | 736.5 | 2768.0959 | 2768.0834
2023-12-20 06:00 | DK1 | 0.02375 | 2060.75 | 744.375 | 2805.1487 | 2805.125
2023-12-20 07:00 | DK1 | 0.034167 | 1791.7916 | 719.4167 | 2511.2425 | 2511.2083
2023-12-20 08:00 | DK1 | 0.35417 | 2147.375 | 703.3333 | 2851.0625 | 2850.7083
2023-12-20 09:00 | DK1 | 5.3796 | 1852.4166 | 701.3333 | 2559.1295 | 2553.7499
2023-12-20 10:00 | DK1 | 56.5892 | 1699.6666 | 697 | 2453.2558 | 2396.6666
2023-12-20 11:00 | DK1 | 177.3517 | 1997.2084 | 700.375 | 2874.935 | 2697.5834
2023-12-20 12:00 | DK1 | 262.5292 | 2172.9583 | 743.4167 | 3178.9041 | 2916.3749
2023-12-20 13:00 | DK1 | 229.9508 | 2456.5417 | 740.875 | 3427.3676 | 3197.4167
2023-12-20 14:00 | DK1 | 147.3317 | 2673.375 | 766.6667 | 3587.3734 | 3440.0417
2023-12-20 15:00 | DK1 | 34.4592 | 2410.4167 | 726.5833 | 3171.4592 | 3137.0001
2023-12-20 16:00 | DK1 | 0.066667 | 2365.4167 | 703.5 | 3068.9834 | 3068.9167
2023-12-20 17:00 | DK1 | 0 | 2132.9167 | 616.5417 | 2749.4584 | 2749.4584
2023-12-20 18:00 | DK1 | 0 | 1786 | 558.5 | 2344.5 | 2344.5
2023-12-20 19:00 | DK1 | 0 | 1460.875 | 665.2917 | 2126.1667 | 2126.1667
2023-12-20 20:00 | DK1 | 0 | 1231.4584 | 502.6667 | 1734.125 | 1734.125
2023-12-20 21:00 | DK1 | 0 | 1108.9584 | 456.5417 | 1565.5 | 1565.5
2023-12-20 22:00 | DK1 | 0 | 899.4583 | 446.2083 | 1345.6667 | 1345.6667
2023-12-20 23:00 | DK1 | 0 | 776.5417 | 432.3333 | 1208.875 | 1208.875
2023-12-21 | DK1 | 0 | 759.875 | 425.6667 | 1185.5417 | 1185.5417
2023-12-21 01:00 | DK1 | 0 | 725.4583 | 505.625 | 1231.0833 | 1231.0833
2023-12-21 02:00 | DK1 | 0 | 798.5833 | 547.0417 | 1345.625 | 1345.625
2023-12-21 03:00 | DK1 | 0 | 938.8333 | 419.6667 | 1358.5 | 1358.5
2023-12-21 04:00 | DK1 | 0.00125 | 1541.3334 | 424.6667 | 1966.0013 | 1966
2023-12-21 05:00 | DK1 | 0.0125 | 2293.0417 | 520.75 | 2813.8042 | 2813.7917
2023-12-21 06:00 | DK1 | 0.024583 | 2731.5417 | 615.2083 | 3346.7746 | 3346.7501
2023-12-21 07:00 | DK1 | 0.035 | 3119.8333 | 731.0833 | 3850.9516 | 3850.9166
2023-12-21 08:00 | DK1 | 0.071667 | 3511.4583 | 712.9167 | 4224.4466 | 4224.3749
2023-12-21 09:00 | DK1 | 3.7608 | 3313.2917 | 699.9167 | 4016.9693 | 4013.2084
2023-12-21 10:00 | DK1 | 25.2579 | 3246.5833 | 702.1667 | 3974.0079 | 3948.7499
2023-12-21 11:00 | DK1 | 57.7421 | 3386.625 | 629.2917 | 4073.6588 | 4015.9167
2023-12-21 12:00 | DK1 | 96.9275 | 3367.6667 | 689.0833 | 4153.6776 | 4056.7501
2023-12-21 13:00 | DK1 | 142.7083 | 3365.7917 | 699.9167 | 4208.4168 | 4065.7084
2023-12-21 14:00 | DK1 | 97.3842 | 3174.625 | 623.0417 | 3895.0509 | 3797.6667
2023-12-21 15:00 | DK1 | 32.8196 | 3045.6667 | 600.5 | 3678.9863 | 3646.1667
2023-12-21 16:00 | DK1 | 0.1475 | 2709.8333 | 515.6667 | 3225.6474 | 3225.4999
2023-12-21 17:00 | DK1 | 0 | 2159.8333 | 478.7917 | 2638.6249 | 2638.6249
2023-12-21 18:00 | DK1 | 0 | 1731.6666 | 427.7917 | 2159.4583 | 2159.4583
2023-12-21 19:00 | DK1 | 0 | 1906.875 | 391.7083 | 2298.5833 | 2298.5833
2023-12-21 20:00 | DK1 | 0 | 1798.25 | 394.5417 | 2192.7917 | 2192.7917
2023-12-21 21:00 | DK1 | 0 | 1996.8334 | 402.7917 | 2399.625 | 2399.625
2023-12-21 22:00 | DK1 | 0 | 2116.7083 | 390.25 | 2506.9583 | 2506.9583
2023-12-21 23:00 | DK1 | 0 | 2215.4167 | 407.375 | 2622.7917 | 2622.7917
2023-12-22 | DK1 | 0 | 2515.75 | 406.625 | 2922.375 | 2922.375
2023-12-22 01:00 | DK1 | 0 | 2769 | 352.7917 | 3121.7917 | 3121.7917
2023-12-22 02:00 | DK1 | 0 | 2509.2917 | 219.625 | 2728.9167 | 2728.9167
2023-12-22 03:00 | DK1 | 0 | 2508.8333 | 191.2083 | 2700.0416 | 2700.0416
2023-12-22 04:00 | DK1 | 0.000417 | 2510.875 | 162.9167 | 2673.7921 | 2673.7917
2023-12-22 05:00 | DK1 | 0.0125 | 2575.0417 | 137.25 | 2712.3042 | 2712.2917
2023-12-22 06:00 | DK1 | 0.024583 | 2346.5833 | 291.2083 | 2637.8162 | 2637.7916
2023-12-22 07:00 | DK1 | 0.035833 | 2823.7917 | 536.7083 | 3360.5359 | 3360.5001
2023-12-22 08:00 | DK1 | 0.7175 | 3196 | 688.2917 | 3885.0092 | 3884.2917
2023-12-22 09:00 | DK1 | 12.0517 | 3172.8333 | 685.0417 | 3869.9266 | 3857.8749
2023-12-22 10:00 | DK1 | 119.5413 | 3008.75 | 685.75 | 3814.0413 | 3694.5
2023-12-22 11:00 | DK1 | 272.0875 | 3053.4583 | 603.4583 | 3929.0041 | 3656.9166
2023-12-22 12:00 | DK1 | 305.495 | 2977.1667 | 672.7917 | 3955.4534 | 3649.9584
2023-12-22 13:00 | DK1 | 303.9967 | 3162.8333 | 654.6667 | 4121.4966 | 3817.4999
2023-12-22 14:00 | DK1 | 152.7563 | 3007.4167 | 698.375 | 3858.548 | 3705.7917
2023-12-22 15:00 | DK1 | 49.1142 | 2735.6667 | 667.125 | 3451.9059 | 3402.7917
2023-12-22 16:00 | DK1 | 0.13417 | 2587.875 | 692.5833 | 3280.5925 | 3280.4583
2023-12-22 17:00 | DK1 | 0 | 2198.375 | 686.9583 | 2885.3333 | 2885.3333
2023-12-22 18:00 | DK1 | 0 | 1992.2084 | 699 | 2691.2084 | 2691.2084
2023-12-22 19:00 | DK1 | 0 | 1874.375 | 702.25 | 2576.625 | 2576.625
2023-12-22 20:00 | DK1 | 0 | 1936.6666 | 694.2917 | 2630.9583 | 2630.9583
2023-12-22 21:00 | DK1 | 0 | 1925.2084 | 697.6667 | 2622.8751 | 2622.8751
2023-12-22 22:00 | DK1 | 0 | 2185.4583 | 705 | 2890.4583 | 2890.4583
2023-12-22 23:00 | DK1 | 0 | 2601.625 | 701.875 | 3303.5 | 3303.5
2023-12-23 | DK1 | 0 | 2402.875 | 690.2917 | 3093.1667 | 3093.1667
2023-12-23 01:00 | DK1 | 0 | 2430.875 | 682.875 | 3113.75 | 3113.75
2023-12-23 02:00 | DK1 | 0 | 2611.3333 | 679.75 | 3291.0833 | 3291.0833
2023-12-23 03:00 | DK1 | 0 | 2501.875 | 677.5833 | 3179.4583 | 3179.4583
2023-12-23 04:00 | DK1 | 0.000417 | 2168.2083 | 704.3333 | 2872.542 | 2872.5416
2023-12-23 05:00 | DK1 | 0.0125 | 1967.375 | 674.125 | 2641.5125 | 2641.5
2023-12-23 06:00 | DK1 | 0.024583 | 1601.25 | 653.7917 | 2255.0663 | 2255.0417
2023-12-23 07:00 | DK1 | 0.035833 | 1639.7916 | 650 | 2289.8275 | 2289.7916
2023-12-23 08:00 | DK1 | 0.49625 | 1565.2916 | 602.9583 | 2168.7462 | 2168.2499
2023-12-23 09:00 | DK1 | 7.77 | 1566.7084 | 471.9167 | 2046.395 | 2038.625
2023-12-23 10:00 | DK1 | 83.7008 | 1501.2084 | 506.9583 | 2091.8676 | 2008.1667
2023-12-23 11:00 | DK1 | 146.0946 | 1533.625 | 564.875 | 2244.5946 | 2098.5
2023-12-23 12:00 | DK1 | 204.0383 | 1481.7084 | 478.4167 | 2164.1634 | 1960.125
2023-12-23 13:00 | DK1 | 193.2417 | 1557.375 | 429.2083 | 2179.825 | 1986.5833
2023-12-23 14:00 | DK1 | 149.1008 | 1456.7916 | 407.7917 | 2013.6841 | 1864.5833
2023-12-23 15:00 | DK1 | 44.4025 | 1371.6666 | 371.8333 | 1787.9025 | 1743.5
2023-12-23 16:00 | DK1 | 0.69833 | 1060 | 328.875 | 1389.5733 | 1388.875
2023-12-23 17:00 | DK1 | 0 | 716.5417 | 279.75 | 996.2917 | 996.2917
2023-12-23 18:00 | DK1 | 0 | 584.125 | 445.75 | 1029.875 | 1029.875
2023-12-23 19:00 | DK1 | 0 | 562.7917 | 285.5 | 848.2917 | 848.2917
2023-12-23 20:00 | DK1 | 0 | 403.125 | 270.9167 | 674.0417 | 674.0417
2023-12-23 21:00 | DK1 | 0 | 377.9583 | 110.875 | 488.8333 | 488.8333
2023-12-23 22:00 | DK1 | 0 | 359.9583 | 25.1667 | 385.125 | 385.125
2023-12-23 23:00 | DK1 | 0 | 301.5833 | 61 | 362.5833 | 362.5833
2023-12-24 | DK1 | 0 | 259.9167 | 104.9167 | 364.8333 | 364.8333
2023-12-24 01:00 | DK1 | 0 | 277.5833 | 178.0833 | 455.6667 | 455.6667
2023-12-24 02:00 | DK1 | 0 | 316.6667 | 360.25 | 676.9167 | 676.9167
2023-12-24 03:00 | DK1 | 0 | 410 | 569.2083 | 979.2083 | 979.2083
2023-12-24 04:00 | DK1 | 0.000417 | 500.0833 | 418.125 | 918.2088 | 918.2083
2023-12-24 05:00 | DK1 | 0.013333 | 670.3333 | 592.3333 | 1262.68 | 1262.6666
2023-12-24 06:00 | DK1 | 0.024583 | 853.1667 | 836.4167 | 1689.608 | 1689.5834
2023-12-24 07:00 | DK1 | 0.036667 | 1047.75 | 858.4167 | 1906.2034 | 1906.1667
2023-12-24 08:00 | DK1 | 0.080417 | 1465.6666 | 911.7917 | 2377.5387 | 2377.4583
2023-12-24 09:00 | DK1 | 3.7313 | 1708.0834 | 1010.5 | 2722.3146 | 2718.5834
2023-12-24 10:00 | DK1 | 20.8825 | 1955.7084 | 1008.0833 | 2984.6742 | 2963.7917
2023-12-24 11:00 | DK1 | 35.1321 | 2075.4167 | 981.9583 | 3092.5071 | 3057.3751
2023-12-24 12:00 | DK1 | 45.2463 | 2253.875 | 970.3333 | 3269.4546 | 3224.2083
2023-12-24 13:00 | DK1 | 31.5808 | 2893.4167 | 1046.2084 | 3971.206 | 3939.6251
2023-12-24 14:00 | DK1 | 17.7204 | 2911.2083 | 1075.5 | 4004.4287 | 3986.7083
2023-12-24 15:00 | DK1 | 6.8083 | 3251.4167 | 1055.2916 | 4313.5167 | 4306.7084
2023-12-24 16:00 | DK1 | 0 | 3429.7917 | 1062.0416 | 4491.8334 | 4491.8334
2023-12-24 17:00 | DK1 | 0 | 3142.0833 | 1068.125 | 4210.2083 | 4210.2083
2023-12-24 18:00 | DK1 | 0 | 3022.25 | 1075.3334 | 4097.5834 | 4097.5834
2023-12-24 19:00 | DK1 | 0 | 2922.0417 | 977.625 | 3899.6667 | 3899.6667
2023-12-24 20:00 | DK1 | 0 | 2848.5833 | 1015.625 | 3864.2083 | 3864.2083
2023-12-24 21:00 | DK1 | 0 | 3118.6667 | 1005.375 | 4124.0417 | 4124.0417
2023-12-24 22:00 | DK1 | 0 | 2949.75 | 661.25 | 3611 | 3611
2023-12-24 23:00 | DK1 | 0 | 3051.25 | 664.2083 | 3715.4583 | 3715.4583
2023-12-25 | DK1 | 0 | 2699.5833 | 710.4167 | 3409.9999 | 3409.9999
2023-12-25 01:00 | DK1 | 0 | 2717.0833 | 595.625 | 3312.7083 | 3312.7083
2023-12-25 02:00 | DK1 | 0 | 2663.4583 | 185.2917 | 2848.7499 | 2848.7499
2023-12-25 03:00 | DK1 | 0 | 2529 | 175 | 2704 | 2704
2023-12-25 04:00 | DK1 | 0.000417 | 2460.2083 | 222.9583 | 2683.167 | 2683.1666
2023-12-25 05:00 | DK1 | 0.0125 | 2209.75 | 202 | 2411.7625 | 2411.75
2023-12-25 06:00 | DK1 | 0.025417 | 2382.4583 | 284.875 | 2667.3587 | 2667.3333
2023-12-25 07:00 | DK1 | 0.036667 | 2525.8333 | 367.4167 | 2893.2866 | 2893.2499
2023-12-25 08:00 | DK1 | 0.43875 | 2778.9167 | 673.5417 | 3452.8972 | 3452.4584
2023-12-25 09:00 | DK1 | 6.8617 | 3401.3333 | 1021.9583 | 4430.1532 | 4423.2916
2023-12-25 10:00 | DK1 | 79.7867 | 3485.25 | 1017.4583 | 4582.495 | 4502.7083
2023-12-25 11:00 | DK1 | 210.86 | 3180.7083 | 942 | 4333.5683 | 4122.7083
2023-12-25 12:00 | DK1 | 218.5125 | 3187.625 | 1021.4167 | 4427.5542 | 4209.0417
2023-12-25 13:00 | DK1 | 217.4004 | 3155.625 | 1011.4583 | 4384.4837 | 4167.0833
2023-12-25 14:00 | DK1 | 129.8463 | 2935.0417 | 1025.2084 | 4090.0964 | 3960.2501
2023-12-25 15:00 | DK1 | 27.6317 | 2705.75 | 1067.1666 | 3800.5483 | 3772.9166
2023-12-25 16:00 | DK1 | 0.18458 | 2433.5 | 1025.4584 | 3459.143 | 3458.9584
2023-12-25 17:00 | DK1 | 0 | 2055.5417 | 865.5833 | 2921.1251 | 2921.1251
2023-12-25 18:00 | DK1 | 0 | 1509.9584 | 615.125 | 2125.0834 | 2125.0834
2023-12-25 19:00 | DK1 | 0 | 1207.75 | 516.125 | 1723.875 | 1723.875
2023-12-25 20:00 | DK1 | 0 | 843.75 | 525.7917 | 1369.5417 | 1369.5417
2023-12-25 21:00 | DK1 | 0 | 685.5 | 662.8333 | 1348.3333 | 1348.3333
2023-12-25 22:00 | DK1 | 0 | 739.7917 | 1085.5416 | 1825.3333 | 1825.3333
2023-12-25 23:00 | DK1 | 0 | 926.7917 | 947.75 | 1874.5417 | 1874.5417
2023-12-26 | DK1 | 0 | 986.2083 | 909.75 | 1895.9583 | 1895.9583
2023-12-26 01:00 | DK1 | 0 | 1128.8334 | 740.0833 | 1868.9167 | 1868.9167
2023-12-26 02:00 | DK1 | 0 | 1530.9166 | 642 | 2172.9166 | 2172.9166
2023-12-26 03:00 | DK1 | 0 | 1508.875 | 773.7083 | 2282.5833 | 2282.5833
2023-12-26 04:00 | DK1 | 0.000417 | 1467.4584 | 776.0417 | 2243.5005 | 2243.5001
2023-12-26 05:00 | DK1 | 0.013333 | 1582.5416 | 769.7083 | 2352.2633 | 2352.2499
2023-12-26 06:00 | DK1 | 0.025417 | 1058.3334 | 599.5 | 1657.8588 | 1657.8334
2023-12-26 07:00 | DK1 | 0.037917 | 780.7083 | 364.9583 | 1145.7046 | 1145.6667
2023-12-26 08:00 | DK1 | 0.23583 | 836.2083 | 204.7917 | 1041.2358 | 1041
2023-12-26 09:00 | DK1 | 5.465 | 955.6667 | 250.4167 | 1211.5484 | 1206.0834
2023-12-26 10:00 | DK1 | 46.5904 | 1060.75 | 492.0833 | 1599.4238 | 1552.8333
2023-12-26 11:00 | DK1 | 165.9496 | 1269.7084 | 829.1667 | 2264.8246 | 2098.8751
2023-12-26 12:00 | DK1 | 177.2983 | 1409.625 | 1019.9167 | 2606.84 | 2429.5417
2023-12-26 13:00 | DK1 | 208.5825 | 1845.25 | 1035.625 | 3089.4575 | 2880.875
2023-12-26 14:00 | DK1 | 137.0521 | 2144.4583 | 1076.7916 | 3358.302 | 3221.2499
2023-12-26 15:00 | DK1 | 38.6771 | 2134.5833 | 1089.2916 | 3262.552 | 3223.8749
2023-12-26 16:00 | DK1 | 0.59917 | 2418.3333 | 1095.1666 | 3514.099 | 3513.4999
2023-12-26 17:00 | DK1 | 0 | 2718.5417 | 1083.75 | 3802.2917 | 3802.2917
2023-12-26 18:00 | DK1 | 0 | 2768.125 | 1099.3334 | 3867.4584 | 3867.4584
2023-12-26 19:00 | DK1 | 0 | 3021.7083 | 1095.9584 | 4117.6666 | 4117.6666
2023-12-26 20:00 | DK1 | 0 | 2715.4167 | 1092.4166 | 3807.8334 | 3807.8334
2023-12-26 21:00 | DK1 | 0 | 2630.2917 | 1089 | 3719.2917 | 3719.2917
2023-12-26 22:00 | DK1 | 0 | 2649.5833 | 1073.9584 | 3723.5416 | 3723.5416
2023-12-26 23:00 | DK1 | 0 | 2612.5 | 1089.3334 | 3701.8334 | 3701.8334
2023-12-27 | DK1 | 0 | 2417.75 | 1067.875 | 3485.625 | 3485.625
2023-12-27 01:00 | DK1 | 0 | 2402.4167 | 1012.5833 | 3415.0001 | 3415.0001
2023-12-27 02:00 | DK1 | 0 | 2103.9583 | 922.3333 | 3026.2916 | 3026.2916
2023-12-27 03:00 | DK1 | 0 | 1960.8334 | 827.875 | 2788.7084 | 2788.7084
2023-12-27 04:00 | DK1 | 0.000417 | 1755.8334 | 738.0417 | 2493.8755 | 2493.8751
2023-12-27 05:00 | DK1 | 0.013333 | 1455.2916 | 644.7917 | 2100.0966 | 2100.0833
2023-12-27 06:00 | DK1 | 0.02625 | 1037.25 | 594.25 | 1631.5262 | 1631.5
2023-12-27 07:00 | DK1 | 0.039583 | 854.4583 | 456.5 | 1310.9979 | 1310.9583
2023-12-27 08:00 | DK1 | 0.48917 | 500.8333 | 244.375 | 745.6975 | 745.2083
2023-12-27 09:00 | DK1 | 12.6846 | 183.0417 | 97.5417 | 293.2679 | 280.5833
2023-12-27 10:00 | DK1 | 89.1371 | 87.9583 | 36.9583 | 214.0538 | 124.9167
2023-12-27 11:00 | DK1 | 149.4167 | 94.125 | 121.875 | 365.4167 | 216
2023-12-27 12:00 | DK1 | 174.8083 | 154.75 | 196.875 | 526.4333 | 351.625
2023-12-27 13:00 | DK1 | 108.9733 | 312.9167 | 299.75 | 721.64 | 612.6667
2023-12-27 14:00 | DK1 | 51.7346 | 584.3333 | 516.7083 | 1152.7762 | 1101.0416
2023-12-27 15:00 | DK1 | 9.6342 | 1053.4166 | 718.0417 | 1781.0925 | 1771.4583
2023-12-27 16:00 | DK1 | 0 | 1581 | 809.2917 | 2390.2917 | 2390.2917
2023-12-27 17:00 | DK1 | 0 | 2058.2917 | 883.8333 | 2942.1251 | 2942.1251
2023-12-27 18:00 | DK1 | 0 | 2305.0417 | 984.7917 | 3289.8334 | 3289.8334
2023-12-27 19:00 | DK1 | 0 | 2831.9583 | 1066.4584 | 3898.4166 | 3898.4166
2023-12-27 20:00 | DK1 | 0 | 3020.5 | 1088.3334 | 4108.8334 | 4108.8334
2023-12-27 21:00 | DK1 | 0 | 3163.7917 | 1102.6666 | 4266.4584 | 4266.4584
2023-12-27 22:00 | DK1 | 0 | 3076.5417 | 989.125 | 4065.6667 | 4065.6667
2023-12-27 23:00 | DK1 | 0 | 2866.2083 | 1097.125 | 3963.3333 | 3963.3333
2023-12-28 | DK1 | 0 | 2970.8333 | 1006.9167 | 3977.7499 | 3977.7499
2023-12-28 01:00 | DK1 | 0 | 2727.6667 | 752.3333 | 3480.0001 | 3480.0001
2023-12-28 02:00 | DK1 | 0 | 2625.1667 | 733.8333 | 3359.0001 | 3359.0001
2023-12-28 03:00 | DK1 | 0 | 2489.5 | 706.4167 | 3195.9167 | 3195.9167
2023-12-28 04:00 | DK1 | 0.000417 | 2433.5 | 665.5417 | 3099.0421 | 3099.0417
2023-12-28 05:00 | DK1 | 0.013333 | 2504.4583 | 703.7083 | 3208.1799 | 3208.1666
2023-12-28 06:00 | DK1 | 0.02625 | 2557.5833 | 731 | 3288.6095 | 3288.5833
2023-12-28 07:00 | DK1 | 0.040417 | 2771.625 | 1061.9584 | 3833.6238 | 3833.5834
2023-12-28 08:00 | DK1 | 0.19417 | 3522.2083 | 1106.0416 | 4628.444 | 4628.2499
2023-12-28 09:00 | DK1 | 3.5987 | 3360.1667 | 1090.5416 | 4454.3071 | 4450.7084
2023-12-28 10:00 | DK1 | 35.2692 | 3192.9167 | 1093.7916 | 4321.9775 | 4286.7084
2023-12-28 11:00 | DK1 | 59.3558 | 3001.8333 | 1024.4166 | 4085.6057 | 4026.2499
2023-12-28 12:00 | DK1 | 122.3046 | 2395.875 | 1077.4584 | 3595.638 | 3473.3334
2023-12-28 13:00 | DK1 | 140.0258 | 2555.1667 | 1010.75 | 3705.9426 | 3565.9167
2023-12-28 14:00 | DK1 | 62.6854 | 2508.2917 | 1035.25 | 3606.2272 | 3543.5417
2023-12-28 15:00 | DK1 | 14.1671 | 2294.5833 | 1066.3334 | 3375.0837 | 3360.9166
2023-12-28 16:00 | DK1 | 0 | 2213.5 | 1013.4583 | 3226.9583 | 3226.9583
2023-12-28 17:00 | DK1 | 0 | 2312.9583 | 910.2917 | 3223.2499 | 3223.2499
2023-12-28 18:00 | DK1 | 0 | 2413.125 | 789.2917 | 3202.4167 | 3202.4167
2023-12-28 19:00 | DK1 | 0 | 2902.0417 | 887.9167 | 3789.9584 | 3789.9584
2023-12-28 20:00 | DK1 | 0 | 2939.5417 | 1006.75 | 3946.2917 | 3946.2917
2023-12-28 21:00 | DK1 | 0 | 2952.4583 | 1029.2084 | 3981.6666 | 3981.6666
2023-12-28 22:00 | DK1 | 0 | 3114.75 | 1008.75 | 4123.5 | 4123.5
2023-12-28 23:00 | DK1 | 0 | 3002.5417 | 990.7083 | 3993.2501 | 3993.2501
2023-12-29 | DK1 | 0 | 3107.4167 | 1044.125 | 4151.5417 | 4151.5417
2023-12-29 01:00 | DK1 | 0 | 2702.25 | 728.3333 | 3430.5833 | 3430.5833
2023-12-29 02:00 | DK1 | 0 | 2428.5417 | 723 | 3151.5417 | 3151.5417
2023-12-29 03:00 | DK1 | 0 | 2459.3333 | 679.2083 | 3138.5416 | 3138.5416
2023-12-29 04:00 | DK1 | 0.000417 | 2541 | 673.0833 | 3214.0837 | 3214.0833
2023-12-29 05:00 | DK1 | 0.013333 | 2576.7083 | 702.5 | 3279.2216 | 3279.2083
2023-12-29 06:00 | DK1 | 0.026667 | 2520.0833 | 761.2917 | 3281.4016 | 3281.3749
2023-12-29 07:00 | DK1 | 0.04125 | 2825.5417 | 983.5417 | 3809.1247 | 3809.0834
2023-12-29 08:00 | DK1 | 0.28083 | 3115.3333 | 1073.625 | 4189.2391 | 4188.9583
2023-12-29 09:00 | DK1 | 4.0396 | 3189.25 | 985.9583 | 4179.2479 | 4175.2083
2023-12-29 10:00 | DK1 | 50.9588 | 2940.125 | 973.9583 | 3965.0421 | 3914.0833
2023-12-29 11:00 | DK1 | 101.655 | 3054.2917 | 947.0417 | 4102.9884 | 4001.3334
2023-12-29 12:00 | DK1 | 148.3488 | 2991.0417 | 1021.0833 | 4160.4738 | 4012.1251
2023-12-29 13:00 | DK1 | 112.9767 | 3082.4167 | 1069.625 | 4265.0184 | 4152.0417
2023-12-29 14:00 | DK1 | 52.5667 | 3048.3333 | 1041.875 | 4142.7749 | 4090.2083
2023-12-29 15:00 | DK1 | 13.4725 | 2940.625 | 972.6667 | 3926.7642 | 3913.2917
2023-12-29 16:00 | DK1 | 0.295 | 2784.125 | 1055.2916 | 3839.7116 | 3839.4166
2023-12-29 17:00 | DK1 | 0.000417 | 2723.9167 | 1099 | 3822.9172 | 3822.9167
2023-12-29 18:00 | DK1 | 0 | 2344.5417 | 941 | 3285.5417 | 3285.5417
2023-12-29 19:00 | DK1 | 0 | 2241.625 | 1046.25 | 3287.875 | 3287.875
2023-12-29 20:00 | DK1 | 0 | 1880.1666 | 933.9167 | 2814.0833 | 2814.0833
2023-12-29 21:00 | DK1 | 0 | 1471.375 | 691.7083 | 2163.0833 | 2163.0833
2023-12-29 22:00 | DK1 | 0 | 1318.75 | 888.7083 | 2207.4583 | 2207.4583
2023-12-29 23:00 | DK1 | 0 | 1376.125 | 954.2083 | 2330.3333 | 2330.3333
2023-12-30 | DK1 | 0 | 1250.4166 | 808.25 | 2058.6666 | 2058.6666
2023-12-30 01:00 | DK1 | 0 | 1230.0416 | 682.7083 | 1912.7499 | 1912.7499
2023-12-30 02:00 | DK1 | 0 | 1144.875 | 690.8333 | 1835.7083 | 1835.7083
2023-12-30 03:00 | DK1 | 0 | 1134.375 | 785.9167 | 1920.2917 | 1920.2917
2023-12-30 04:00 | DK1 | 0.000417 | 1337.6666 | 831.3333 | 2169.0004 | 2168.9999
2023-12-30 05:00 | DK1 | 0.014167 | 1407.4584 | 909 | 2316.4725 | 2316.4584
2023-12-30 06:00 | DK1 | 0.0275 | 1464.1666 | 920.875 | 2385.0691 | 2385.0416
2023-12-30 07:00 | DK1 | 0.042083 | 1561.25 | 971.9167 | 2533.2088 | 2533.1667
2023-12-30 08:00 | DK1 | 0.47 | 1801.1666 | 993 | 2794.6366 | 2794.1666
2023-12-30 09:00 | DK1 | 7.5725 | 1842.8334 | 1009.4583 | 2859.8642 | 2852.2917
2023-12-30 10:00 | DK1 | 91.2283 | 1872 | 1034.0834 | 2997.3117 | 2906.0834
2023-12-30 11:00 | DK1 | 196.1888 | 2191.0833 | 960.7917 | 3348.0637 | 3151.8749
2023-12-30 12:00 | DK1 | 228.8425 | 2312.125 | 972.9583 | 3513.9258 | 3285.0833
2023-12-30 13:00 | DK1 | 174.7796 | 2303.625 | 908.2917 | 3386.6963 | 3211.9167
2023-12-30 14:00 | DK1 | 78.6371 | 2268.875 | 886.5417 | 3234.0538 | 3155.4167
2023-12-30 15:00 | DK1 | 23.8808 | 2067.4167 | 957.75 | 3049.0476 | 3025.1667
2023-12-30 16:00 | DK1 | 0.065 | 1871.1666 | 975.5 | 2846.7316 | 2846.6666
2023-12-30 17:00 | DK1 | 0.000417 | 1538.5416 | 924.125 | 2462.667 | 2462.6666
2023-12-30 18:00 | DK1 | 0 | 1129.4584 | 794.5833 | 1924.0417 | 1924.0417
2023-12-30 19:00 | DK1 | 0 | 1033.1666 | 472.2083 | 1505.375 | 1505.375
2023-12-30 20:00 | DK1 | 0 | 697.25 | 327.5833 | 1024.8333 | 1024.8333
2023-12-30 21:00 | DK1 | 0 | 562.4167 | 276.3333 | 838.75 | 838.75
2023-12-30 22:00 | DK1 | 0 | 404.7917 | 284.625 | 689.4167 | 689.4167
2023-12-30 23:00 | DK1 | 0 | 297.25 | 315.75 | 613 | 613
2023-12-31 | DK1 | 0 | 271.625 | 500.25 | 771.875 | 771.875
2023-12-31 01:00 | DK1 | 0 | 308.5417 | 622.2083 | 930.75 | 930.75
2023-12-31 02:00 | DK1 | 0 | 515.8333 | 661.9167 | 1177.75 | 1177.75
2023-12-31 03:00 | DK1 | 0 | 710.4167 | 697.4583 | 1407.875 | 1407.875
2023-12-31 04:00 | DK1 | 0.000417 | 834.3333 | 797.0417 | 1631.3754 | 1631.375
2023-12-31 05:00 | DK1 | 0.014167 | 1071.7084 | 846.9583 | 1918.6809 | 1918.6667
2023-12-31 06:00 | DK1 | 0.028333 | 1156.8334 | 943.0833 | 2099.945 | 2099.9167
2023-12-31 07:00 | DK1 | 0.042083 | 1417.0416 | 942 | 2359.0837 | 2359.0416
2023-12-31 08:00 | DK1 | 0.20583 | 1894.375 | 1018.4167 | 2912.9975 | 2912.7917
2023-12-31 09:00 | DK1 | 3.6817 | 2012.9166 | 1101.7916 | 3118.3899 | 3114.7083
2023-12-31 10:00 | DK1 | 27.4471 | 2150.6667 | 1077.625 | 3255.7388 | 3228.2917
2023-12-31 11:00 | DK1 | 53.1979 | 2392.5 | 1104 | 3549.6979 | 3496.5
2023-12-31 12:00 | DK1 | 68.6371 | 2544.5417 | 1023.7917 | 3636.9705 | 3568.3334
2023-12-31 13:00 | DK1 | 55.5262 | 2680.0833 | 1100.2916 | 3835.9011 | 3780.3749
2023-12-31 14:00 | DK1 | 25.7079 | 2741 | 1098.25 | 3864.9579 | 3839.25
2023-12-31 15:00 | DK1 | 5.8979 | 2746.3333 | 1099.9166 | 3852.1478 | 3846.2499
2023-12-31 16:00 | DK1 | 0.52083 | 2871.4583 | 1082.4584 | 3954.4375 | 3953.9166
2023-12-31 17:00 | DK1 | 0 | 2701.7917 | 1079.375 | 3781.1667 | 3781.1667
2023-12-31 18:00 | DK1 | 0 | 2540.9583 | 1066.625 | 3607.5833 | 3607.5833
2023-12-31 19:00 | DK1 | 0 | 2405.0417 | 1014.1667 | 3419.2084 | 3419.2084
2023-12-31 20:00 | DK1 | 0 | 2052.75 | 921.625 | 2974.375 | 2974.375
2023-12-31 21:00 | DK1 | 0 | 1750.0416 | 926.3333 | 2676.3749 | 2676.3749
2023-12-31 22:00 | DK1 | 0 | 1502.5416 | 1032.3334 | 2534.875 | 2534.875
2023-12-31 23:00 | DK1 | 0 | 1501 | 1000.2917 | 2501.2917 | 2501.2917
This data is from 2023, the unis are in MWh/h (so MW) these represent the energi from solar, on- and offshore wind. Meaning that the energi generated by renewable energy represents the amout of electrolyzer production if they should have a green linces. The data is from Energinet: https://www.energidataservice.dk/tso-electricity/Forecasts_Hour
To varify the data see figure from DST, show the capacity in 2023 to be just above 7 GW. In this datasat we have 5.6 GW which can fluctuate due to the wind ressouce. https://www.dst.dk/da/Statistik/nyheder-analyser-publ/bagtal/2024/2024-05-02-40-aar-med-vindkraft

## TO DO
Technology | To DO
PtX | Water C_p should vary depending on the water temperaute
DH and DC input | DH return temp and ambiant cooling temp should very doing the year
Cooling sector | Make a cooling sector having cooling tower, Seawater cooling with HEX and chiller This python code should be generic, so that e.g. a PtX can call one of these technologies an utilitze is how they see it fit for their energy system. By doing this you do not have to model the PtX cooling system individually
Cooling / heating sector | Make a heat pump which can make cooling and heating
PtX | missing variable OPEX
WTE | kører først uanset pris
Boilers | All the Boilers and everything else, please ensure that the code are listing the def rule as constriants
Start up cost | I think that this should be a == and not =<
Generel check | Check that the constraints are right, so sometimes you could have used == instead of <= or >=
General | Changes the names so that it starts with the name of the technology, so Q_WTE is WTE_Q
Start cost | Start cost is now >= but it should be ==
OPEX vari | It should be m_dot * eta and not adding m_dot agian
General | Check the units, e.g. you WTE boiler has different units but the same numbers then the other boilers like the fuel cost All units should match in so that you do not multiply with 1000 or divide in VS-code
Solar panel | Need to understand if you can curtail an SP, because if you cannot then the first equation should not be <= but ==